## Network data
An eample of a network data file | [26 empty] | Required field
The units in this case are in US-units (feet, inches, and so on). | [26 empty] | Optional field
Many units are OK, but the units MUST be stated in the setup menue so the model can run correctly | [5 empty] | Diameter is only used for circular pipes. Width can substitute diameter | [13 empty] | Optional columns: | [5 empty] | The datafiles do not destinguish between upper-case and lower-case letters
asset_id | us_node_id | ds_node_id | link_type | conduit_material | conduit_shape | conduit_diameter | conduit_width | conduit_height | roughness | conduit_gradient | conduit_length | us_invert_z | ds_invert_z | UpLevel_C | DwLevel_C | us_node_x | us_node_y | ds_node_x | ds_node_y | k_sulfide | Eq_Alk | Chamber_water_depth | Chamber_KLa | Drop Config | Age
Units: | [5 empty] | in | in | in | Manning n | % | ft | ft | ft | ft | ft | ft | ft | ft | ft | [5 empty] | y
119-02_139-25 | 119-02 | 139-25 | Gravity | VCP | CIRC |  | 12 | 12 | 0.013 | 0.069 | 272.3 | -4.911 | -5.098 |  |  | 6032509 | 2041027 | 6032301 | 2040853 | [6 empty] | Identifiers:
119-03_119-02 | 119-03 | 119-02 | Gravity | VCP | CIRC |  | 12 | 12 | 0.013 | 0.069 | 160.8 | -4.8 | -4.911 |  |  | 6032634 | 2041130 | 6032509 | 2041027 | [6 empty] | Alternative a | Alternative b | At the time being, the names in the header are only used to show the user what to put into the columns. But please stick to the names given below, as the plan is to make the placing of the colums flexible and linked to the heading identifier and not (as it is today) to the column number
119-04_119-03 | 119-04 | 119-03 | Gravity | VCP | CIRC |  | 12 | 12 | 0.013 | 0.139 | 288.7 | -4.4 | -4.8 |  |  | 6032854 | 2041316 | 6032634 | 2041130 | [6 empty] | asset_id | MUID | This can be any string that helps the user identify the pipe. It is often convenient to use "upstream node"_"downstream node", but anything will work. Also calling multiple pipes the same name will work, albeit this will of course be very confusing when using the model.
119-05_119-04 | 119-05 | 119-04 | Gravity | VCP | CIRC |  | 12 | 12 | 0.013 | 0.302 | 364.2 | -3.301 | -4.4 |  |  | 6033133 | 2041548 | 6032854 | 2041316 | [6 empty] | us_node_id | FROMNODE | Upstream node name. This is a unique identifier. It is the node names that link the whole model together, and node names hence MUST be unique
119-CO1_119-05 | 119-CO1 | 119-05 | Gravity | VCP | CIRC |  | 12 | 12 | 0.013 | 0.301 | 285.4 | -2.441 | -3.301 |  |  | 6033419 | 2041567 | 6033133 | 2041548 | [6 empty] | ds_node_id | TONODE | Downstream node name. This is a unique identifier. It is the node names that link the whole model together, and node names hence MUST be unique
135-02_135-03 | 135-02 | 135-03 | Gravity | VCP | CIRC |  | 12 | 12 | 0.013 | 0.232 | 331.4 | 37.769 | 37.001 |  |  | 6026637 | 2036146 | 6026932 | 2036299 | [6 empty] | link_type |  | A link can be a gravity pipe, force main, chamber, or treatment plant. Any string in this position containing the substring forc, pres, pump, or pmp will be interpreted as a force main. Any string containing the substring grav, slui, weir, gate will be interpreted as a gravity main. Any string not containing any of these will per default be seen as gravity pipes
135-03_135-04 | 135-03 | 135-04 | Gravity | VCP | CIRC |  | 12 | 12 | 0.013 | 0.226 | 360.9 | 36.969 | 36.152 |  |  | 6026932 | 2036299 | 6027252 | 2036463 | [6 empty] | conduit_material | MaterialID | The material of the conduit is basically a question about wether it is corrodible or not. More info is given on the sheet "Pipe materials"
135-04_135-05 | 135-04 | 135-05 | Gravity | VCP | CIRC |  | 12 | 12 | 0.013 | 0.23 | 331.4 | 36.152 | 35.39 |  |  | 6027252 | 2036463 | 6027547 | 2036615 | [6 empty] | conduit_shape |  | Pipes can have any crossectional shape. The default shapes in the model are circular, rectangular, and trapez. Other shapes are given in one file for each shape
135-05_136-04 | 135-05 | 136-04 | Gravity | VCP | CIRC |  | 12 | 12 | 0.013 | 0.235 | 344.5 | 35.39 | 34.58 |  |  | 6027547 | 2036615 | 6027854 | 2036775 | [6 empty] | conduit_diameter |  | The diamter of the pipe. It is useful if only circular pipes are used. However, it is better to put nothing in this column and instead put numbers in the conduit_width and conduit_height columns.
136-04_136-08 | 136-04 | 136-08 | Gravity | VCP | CIRC |  | 12 | 12 | 0.013 | 0.156 | 275.6 | 34.58 | 34.15 |  |  | 6027854 | 2036775 | 6028062 | 2036595 | [6 empty] | conduit_width |  | The width of the pipe. For a circular pipe this is used as the diameter. For non-standard shapes, its interpretation depends on the shape file.
136-08_136-11 | 136-08 | 136-11 | Gravity | VCP | CIRC |  | 12 | 12 | 0.013 | 0.157 | 242.8 | 34.15 | 33.77 |  |  | 6028062 | 2036595 | 6028245 | 2036441 | [6 empty] | conduit_height |  | The height of the pipe. For non-standard shapes, its interpretation depends on the shape file. For circular pipes it value is ignored
136-11_157-04 | 136-11 | 157-04 | Gravity | VCP | CIRC |  | 12 | 12 | 0.013 | 0.142 | 754.6 | 33.77 | 32.7 |  |  | 6028245 | 2036441 | 6028801 | 2035929 | [6 empty] | roughness | Manning | The roughness of the pipe which can be given either as a equivalent sand rougnes, Manning-M or Manning-n
139-07_139-08 | 139-07 | 139-08 | Gravity | VCP | CIRC |  | 15 | 15 | 0.013 | 0.336 | 118.1 | -4.701 | -5.098 |  |  | 6031603 | 2040285 | 6031704 | 2040221 | [6 empty] | EQRough |  | The equivalent sand roughness of the pipe. This is always in the unit of meter and overrides the 'roughness'/'Manning' if both are given in the same line
139-08_139-09 | 139-08 | 139-09 | Gravity | VCP | CIRC |  | 15 | 15 | 0.013 | 0.236 | 128 | -5.098 | -5.4 |  |  | 6031704 | 2040221 | 6031801 | 2040302 | [6 empty] | conduit_gradient | Slope | The slope of the pipe
139-09_139-10 | 139-09 | 139-10 | Gravity | VCP | CIRC |  | 15 | 15 | 0.013 | 0.168 | 357.6 | -5.4 | -6.001 |  |  | 6031801 | 2040302 | 6032030 | 2040027 | [6 empty] | conduit_length | Length | The length of the pipe
139-10_139-11 | 139-10 | 139-11 | Gravity | VCP | CIRC |  | 15 | 15 | 0.013 | 0.195 | 357.6 | -6.001 | -6.699 |  |  | 6032030 | 2040027 | 6032259 | 2039753 | [6 empty] | us_invert_z |  | The elevation of the upstream end of the pipe
139-11_139-21 | 139-11 | 139-21 | Gravity | VCP | CIRC |  | 18 | 18 | 0.013 | 0.119 | 193.6 | -6.699 | -6.929 |  |  | 6032259 | 2039753 | 6032408 | 2039879 | [6 empty] | ds_invert_z |  | The elevation of the downstream end of the pipe
139-21_160-23 | 139-21 | 160-23 | Gravity | VCP | CIRC |  | 21 | 21 | 0.013 | 0.136 | 397 | -6.959 | -7.5 |  |  | 6032408 | 2039879 | 6032660 | 2039573 | [6 empty] | link_diameter |  | For weirs, sluices and so on without conduit inverts
139-25_139-30 | 139-25 | 139-30 | Gravity | HDPE | CIRC |  | 12 | 12 | 0.013 | 0.061 | 34.6 | -5.1 | -5.121 |  |  | 6032301 | 2040853 | 6032286.1 | 2040821.8 | [6 empty] | link_invert |  | for weirs, sluices and so on without a conduit diameter
139-30_139-31 | 139-30 | 139-31 | Gravity | HDPE | CIRC |  | 12 | 12 | 0.013 | 0.062 | 204.2 | -5.121 | -5.248 |  |  | 6032286.1 | 2040821.8 | 6032129.1 | 2040691.3 | [6 empty] | us_mh_invert | UpLevel_C | The elevation of the upstream manhole invert
139-31_139-32 | 139-31 | 139-32 | Gravity | HDPE | CIRC |  | 12 | 12 | 0.013 | 0.055 | 54.8 | -5.248 | -5.278 |  |  | 6032129.1 | 2040691.3 | 6032089.4 | 2040653.5 | [6 empty] | ds_mh_invert | DwLevel_C | The elevation of the downstream manhole invert
139-32_139-33 | 139-32 | 139-33 | Gravity | HDPE | CIRC |  | 12 | 12 | 0.013 | 0.045 | 44.3 | -5.278 | -5.298 |  |  | 6032089.4 | 2040653.5 | 6032074.3 | 2040611.9 | [6 empty] | us_node_x | up_x | The x-coordinate of the upstream node
139-33_139-34 | 139-33 | 139-34 | Gravity | HDPE | CIRC |  | 12 | 12 | 0.013 | 0.06 | 248.6 | -5.298 | -5.448 |  |  | 6032074.3 | 2040611.9 | 6032053.5 | 2040364.2 | [6 empty] | us_node_y | up_y | The y-coordinate of the upstream node
139-34_139-35 | 139-34 | 139-35 | Gravity | HDPE | CIRC |  | 12 | 12 | 0.013 | 0.048 | 82.8 | -5.448 | -5.488 |  |  | 6032053.5 | 2040364.2 | 6032068.6 | 2040282.8 | [6 empty] | ds_node_x | dw_x | The x-coordinate of the downstream node
139-35_139-36 | 139-35 | 139-36 | Gravity | HDPE | CIRC |  | 12 | 12 | 0.013 | 0.152 | 343.5 | -5.488 | -6.01 |  |  | 6032068.6 | 2040282.8 | 6032300.5 | 2040029.4 | [6 empty] | ds_node_y | dw_y | The y-coordinate of the downstream node
139-36_139-21 | 139-36 | 139-21 | Gravity | HDPE | CIRC |  | 12 | 12 | 0.013 | 0.153 | 184.9 | -6.01 | -6.292 |  |  | 6032300.5 | 2040029.4 | 6032408 | 2039879 | [6 empty] | EqAlk |  | The equivalent alkalinity of concrete. Typical values for standard Portland concrete is 0.2
157-04_178-01 | 157-04 | 178-01 | Gravity | VCP | CIRC |  | 12 | 12 | 0.013 | 0.067 | 442.9 | 32.7 | 32.402 |  |  | 6028801 | 2035929 | 6029126 | 2035629 | [6 empty] | Chamber_water_depth |  | The water depth in a chamber such as a pump station
160-16_160-18 | 160-16 | 160-18 | Gravity | VCP | CIRC |  | 18 | 18 | 0.013 | 0.581 | 68.9 | -6.001 | -6.401 |  |  | 6032866 | 2038802 | 6032921 | 2038846 | [6 empty] | Chamber_KLa |  | The KLa value in a chamber such as a pump station
160-18_160-19 | 160-18 | 160-19 | Gravity | VCP | CIRC |  | 18 | 18 | 0.013 | 0.677 | 29.5 | -6.401 | -6.601 |  |  | 6032921 | 2038846 | 6032921 | 2038876 | [6 empty] | SOSfactor |  | The relative oxygen concentration in the air of the pipe. 1 means that the concentration is similar to atmospheric air. 0.5 means it is half of this. And so on
160-19_160-21 | 160-19 | 160-21 | Gravity | VCP | CIRC |  | 18 | 18 | 0.013 | 0.576 | 242.8 | -6.601 | -7.999 |  |  | 6032921 | 2038876 | 6033106 | 2039033 | [6 empty] | k_sulfide |  | Overruling the default sulfide formation rate for a specific pipe
160-21_181-05 | 160-21 | 181-05 | Gravity | VCP | CIRC |  | 21 | 21 | 0.013 | 0.061 | 49.2 | -8.451 | -8.481 |  |  | 6033106 | 2039033 | 6033137 | 2038996 | [6 empty] | Drop Config | drop_con | Drop configuration can be fall, plunge, vortex, helix. Default is fall
160-22_160-21 | 160-22 | 160-21 | Gravity | VCP | CIRC |  | 21 | 21 | 0.013 | 0.139 | 324.8 | -7.999 | -8.451 |  |  | 6032899 | 2039284 | 6033106 | 2039033 | [6 empty] | Age |  | The age of the asset (pipes) (in years, integer values, must be ≥1)
160-23_160-22 | 160-23 | 160-22 | Gravity | VCP | CIRC |  | 21 | 21 | 0.013 | 0.132 | 377.3 | -7.5 | -7.999 |  |  | 6032660 | 2039573 | 6032899 | 2039284
178-01_178-02 | 178-01 | 178-02 | Gravity | VCP | CIRC |  | 12 | 12 | 0.013 | 0.208 | 337.9 | 32.402 | 31.699 |  |  | 6029126 | 2035629 | 6029378 | 2035405
178-02_178-06 | 178-02 | 178-06 | Gravity | VCP | CIRC |  | 12 | 12 | 0.013 | 3.368 | 469.2 | 31.699 | 15.899 |  |  | 6029378 | 2035405 | 6029781 | 2035164 | [6 empty] | Units: | Length, hight, levels, … | m | meter | metre
178-06_178-09 | 178-06 | 178-09 | Gravity | VCP | CIRC |  | 12 | 12 | 0.013 | 3.858 | 68.9 | 15.899 | 13.241 |  |  | 6029781 | 2035164 | 6029820 | 2035219 | [8 empty] | cm | centimeter | centimetre
178-09_178-10 | 178-09 | 178-10 | Gravity | VCP | CIRC |  | 15 | 15 | 0.013 | 18.477 | 16.4 | 11.64 | 8.609 |  |  | 6029820 | 2035219 | 6029813 | 2035236 | [8 empty] | mm | millimeter | millimetre
178-09_178-12 | 178-09 | 178-12 | Gravity | VCP | CIRC |  | 12 | 12 | 0.013 | 3.615 | 88.6 | 14.301 | 11.099 |  |  | 6029820 | 2035219 | 6029871 | 2035292 | [8 empty] | in | inch | inches
178-10_178-13 | 178-10 | 178-13 | Gravity | VCP | CIRC |  | 15 | 15 | 0.013 | 0.599 | 85.3 | 8.51 | 7.999 |  |  | 6029813 | 2035236 | 6029860 | 2035305 | [8 empty] | ft | feet | foot
178-12_178-19 | 178-12 | 178-19 | Gravity | VCP | CIRC |  | 12 | 12 | 0.013 | 0.434 | 285.4 | 11.099 | 9.859 |  |  | 6029871 | 2035292 | 6030050 | 2035517
178-13_178-18 | 178-13 | 178-18 | Gravity | VCP | CIRC |  | 15 | 15 | 0.013 | 0.606 | 285.4 | 7.999 | 6.27 |  |  | 6029860 | 2035305 | 6030039 | 2035529 | [7 empty] | Equivalent alk. | g/g | kg/kg | g caco3/g concrete
178-18_178-26 | 178-18 | 178-26 | Gravity | VCP | CIRC |  | 15 | 15 | 0.013 | 0.602 | 278.9 | 6.27 | 4.59 |  |  | 6030039 | 2035529 | 6030236 | 2035727
178-19_178-25 | 178-19 | 178-25 | Gravity | VCP | CIRC |  | 12 | 12 | 0.013 | 0.007 | 275.6 | 9.459 | 9.439 |  |  | 6030050 | 2035517 | 6030246 | 2035712 | [7 empty] | Chamber KLa | 1/d
178-25_179-05 | 178-25 | 179-05 | Gravity | VCP | CIRC |  | 12 | 12 | 0.013 | 0.733 | 462.6 | 9.39 | 6.001 |  |  | 6030246 | 2035712 | 6030617 | 2035988
178-26_178-35 | 178-26 | 178-35 | Gravity | PVC | CIRC |  | 15 | 15 | 0.013 | 0.6 | 226.4 | 4.59 | 3.232 |  |  | 6030236 | 2035727 | 6030410 | 2035868 | [7 empty] | Roughness | sand-m | sand-meter | sand-metre | sand m | sand meter | sand metre
178-35_179-03 | 178-35 | 179-03 | Gravity | PVC | CIRC |  | 15 | 15 | 0.013 | 0.602 | 239.5 | 3.232 | 1.791 |  |  | 6030410 | 2035868 | 6030608 | 2036001 | [8 empty] | sand-mm | sand-millimeter | sand-millimetre | sand mm | sand millimeter | sand millimetre
179-03_179-04 | 179-03 | 179-04 | Gravity | VCP | CIRC |  | 18 | 18 | 0.013 | 2.938 | 16.4 | 1.791 | 1.309 |  |  | 6030608 | 2036001 | 6030622 | 2036010 | [8 empty] | Manning-M | Manning M
179-04_179-26 | 179-04 | 179-26 | Gravity | VCP | CIRC |  | 18 | 18 | 0.013 | 0.113 | 495.4 | 1.309 | 0.751 |  |  | 6030622 | 2036010 | 6030998 | 2036323 | [8 empty] | Manning-n | Manning n | n
179-05_179-06 | 179-05 | 179-06 | Gravity | VCP | CIRC |  | 12 | 12 | 0.013 | 0.257 | 23 | 6.001 | 5.942 |  |  | 6030617 | 2035988 | 6030636 | 2036000
179-06_179-15 | 179-06 | 179-15 | Gravity | VCP | CIRC |  | 15 | 15 | 0.013 | 0.351 | 242.8 | 5.942 | 5.089 |  |  | 6030636 | 2036000 | 6030837 | 2036133 | [7 empty] | Slope | m/m | meter/meter | metre/metre | ft/ft | feet/feet | foot/foot
179-15_179-17 | 179-15 | 179-17 | Gravity | VCP | CIRC |  | 15 | 15 | 0.013 | 0.348 | 226.4 | 5.089 | 4.301 |  |  | 6030837 | 2036133 | 6030995 | 2036293 | [8 empty] | % | percent
179-17_179-42 | 179-17 | 179-42 | Gravity | VCP | CIRC |  | 15 | 15 | 0.013 | 0.401 | 23 | 4.301 | 4.209 |  |  | 6030995 | 2036293 | 6031007 | 2036313 | [8 empty] | ‰ | permille | per mille
179-26_179-30 | 179-26 | 179-30 | Gravity | VCP | CIRC |  | 18 | 18 | 0.013 | 0.263 | 255.9 | 0.751 | 0.079 |  |  | 6030998 | 2036323 | 6031123 | 2036547
179-27_179-31 | 179-27 | 179-31 | Gravity | VCP | CIRC |  | 15 | 15 | 0.013 | 0.254 | 78.7 | 3.501 | 3.301 |  |  | 6031094 | 2036469 | 6031132 | 2036538 | [7 empty] | SOS factor: has no unit
179-30_179-32 | 179-30 | 179-32 | Gravity | VCP | CIRC |  | 18 | 18 | 0.013 | 0.366 | 144.4 | 0.079 | -0.449 |  |  | 6031123 | 2036547 | 6031190 | 2036674 | [7 empty] | k_sulfide has no changeable unit
179-31_179-33 | 179-31 | 179-33 | Gravity | VCP | CIRC |  | 15 | 15 | 0.013 | 0.254 | 147.6 | 3.301 | 2.926 |  |  | 6031132 | 2036538 | 6031196 | 2036668
179-32_179-35 | 179-32 | 179-35 | Gravity | VCP | CIRC |  | 18 | 18 | 0.013 | 0.183 | 285.4 | -0.449 | -0.971 |  |  | 6031190 | 2036674 | 6031338 | 2036918 | [7 empty] | Age | y
179-33_179-36 | 179-33 | 179-36 | Gravity | VCP | CIRC |  | 15 | 15 | 0.013 | 0.254 | 285.4 | 2.926 | 2.201 |  |  | 6031196 | 2036668 | 6031343 | 2036914
179-35_180-01 | 179-35 | 180-01 | Gravity | VCP | CIRC |  | 18 | 18 | 0.013 | 0.181 | 397 | -0.971 | -1.69 |  |  | 6031338 | 2036918 | 6031553 | 2037250
179-36_180-02 | 179-36 | 180-02 | Gravity | VCP | CIRC |  | 15 | 15 | 0.013 | 0.307 | 390.4 | 2.201 | 1.001 |  |  | 6031343 | 2036914 | 6031561 | 2037240
179-42_179-27 | 179-42 | 179-27 | Gravity | VCP | CIRC |  | 15 | 15 | 0.013 | 0.392 | 180.4 | 4.209 | 3.501 |  |  | 6031007 | 2036313 | 6031094 | 2036469
180-01_180-04 | 180-01 | 180-04 | Gravity | VCP | CIRC |  | 18 | 18 | 0.013 | 0.182 | 308.4 | -1.69 | -2.251 |  |  | 6031553 | 2037250 | 6031730 | 2037501
180-02_180-03 | 180-02 | 180-03 | Gravity | VCP | CIRC |  | 12 | 12 | 0.013 | 0.22 | 318.2 | 5.2 | 4.501 |  |  | 6031561 | 2037240 | 6031764 | 2036996
180-02_180-05 | 180-02 | 180-05 | Gravity | VCP | CIRC |  | 15 | 15 | 0.013 | 0.244 | 308.4 | 0.2 | -0.551 |  |  | 6031561 | 2037240 | 6031739 | 2037492
180-03_180-21 | 180-03 | 180-21 | Gravity | VCP | CIRC |  | 12 | 12 | 0.013 | 0.156 | 295.3 | 4.501 | 4.039 |  |  | 6031764 | 2036996 | 6031953 | 2036769
180-04_180-19 | 180-04 | 180-19 | Gravity | VCP | CIRC |  | 18 | 18 | 0.013 | 0.226 | 393.7 | -2.251 | -3.14 |  |  | 6031730 | 2037501 | 6031967 | 2037817
180-05_180-20 | 180-05 | 180-20 | Gravity | VCP | CIRC |  | 15 | 15 | 0.013 | 0.413 | 397 | -0.551 | -2.192 |  |  | 6031739 | 2037492 | 6031979 | 2037809
180-17_180-24 | 180-17 | 180-24 | Gravity | VCP | CIRC |  | 18 | 18 | 0.013 | 0.181 | 387.1 | -3.999 | -4.701 |  |  | 6032203 | 2038102 | 6032461 | 2038392
180-18_180-25 | 180-18 | 180-25 | Gravity | VCP | CIRC |  | 15 | 15 | 0.013 | 0.371 | 377.3 | -3.599 | -5 |  |  | 6032220 | 2038101 | 6032468 | 2038384
180-19_180-17 | 180-19 | 180-17 | Gravity | VCP | CIRC |  | 18 | 18 | 0.013 | 0.232 | 370.7 | -3.14 | -3.999 |  |  | 6031967 | 2037817 | 6032203 | 2038102
180-20_180-18 | 180-20 | 180-18 | Gravity | VCP | CIRC |  | 15 | 15 | 0.013 | 0.37 | 380.6 | -2.192 | -3.599 |  |  | 6031979 | 2037809 | 6032220 | 2038101
180-21_201-01 | 180-21 | 201-01 | Gravity | VCP | CIRC |  | 12 | 12 | 0.013 | 0.135 | 354.3 | 4.039 | 3.56 |  |  | 6031953 | 2036769 | 6032180 | 2036497
180-24_181-29 | 180-24 | 181-29 | Gravity | VCP | CIRC |  | 18 | 18 | 0.013 | 0.16 | 187 | -4.701 | -5 |  |  | 6032461 | 2038392 | 6032590 | 2038527
180-25_181-31 | 180-25 | 181-31 | Gravity | VCP | CIRC |  | 15 | 15 | 0.013 | 0.214 | 187 | -5.2 | -5.6 |  |  | 6032468 | 2038384 | 6032596 | 2038519
181-05_181-12 | 181-05 | 181-12 | Gravity | VCP | CIRC |  | 24 | 24 | 0.013 | -0.006 | 328.1 | -8.481 | -8.461 |  |  | 6033137 | 2038996 | 6033334 | 2038733
181-06_160-16 | 181-06 | 160-16 | Gravity | VCP | CIRC |  | 18 | 18 | 0.013 | 0.518 | 19.7 | -5.899 | -6.001 |  |  | 6032864 | 2038783 | 6032866 | 2038802
181-10_202-14 | 181-10 | 202-14 | Gravity | VCP | CIRC |  | 27 | 27 | 0.013 | 0.108 | 252.6 | -9.429 | -9.701 |  |  | 6033702 | 2038293 | 6033861 | 2038097
181-11_181-10 | 181-11 | 181-10 | Gravity | VCP | CIRC |  | 27 | 27 | 0.013 | 0.381 | 259.2 | -8.442 | -9.429 |  |  | 6033535 | 2038491 | 6033702 | 2038293
181-12_181-11 | 181-12 | 181-11 | Gravity | VCP | CIRC |  | 24 | 24 | 0.013 | -0.006 | 315 | -8.461 | -8.442 |  |  | 6033334 | 2038733 | 6033535 | 2038491
181-19_181-05 | 181-19 | 181-05 | Gravity | VCP | CIRC |  | 15 | 15 | 0.013 | 0.61 | 341.2 | -6.401 | -8.481 |  |  | 6032875 | 2038778 | 6033137 | 2038996
181-20_181-06 | 181-20 | 181-06 | Gravity | VCP | CIRC |  | 18 | 18 | 0.013 | 0.227 | 219.8 | -5.4 | -5.899 |  |  | 6032699 | 2038636 | 6032864 | 2038783
181-29_181-20 | 181-29 | 181-20 | Gravity | VCP | CIRC |  | 18 | 18 | 0.013 | 0.259 | 154.2 | -5 | -5.4 |  |  | 6032590 | 2038527 | 6032699 | 2038636
181-31_181-19 | 181-31 | 181-19 | Gravity | VCP | CIRC |  | 15 | 15 | 0.013 | 0.21 | 380.6 | -5.6 | -6.401 |  |  | 6032596 | 2038519 | 6032875 | 2038778
200-03_200-07 | 200-03 | 200-07 | Gravity | VCP | CIRC |  | 10 | 10 | 0.013 | 0.795 | 439.6 | 10.899 | 7.402 |  |  | 6031433 | 2035074 | 6031772 | 2035356
200-07_200-16 | 200-07 | 200-16 | Gravity | VCP | CIRC |  | 10 | 10 | 0.013 | 0.824 | 419.9 | 7.402 | 3.94 |  |  | 6031772 | 2035356 | 6032094 | 2035626
200-15_200-17 | 200-15 | 200-17 | Gravity | VCP | CIRC |  | 8 | 8 | 0.013 | 0.516 | 80.1 | 8.5 | 8.087 |  |  | 6032095 | 2035613 | 6032156.5 | 2035664.3
200-15_200-16 | 200-15 | 200-16 | Gravity | VCP | CIRC |  | 8 | 8 | 0.013 | 6.325 | 13.1 | 8.12 | 7.29 |  |  | 6032095 | 2035613 | 6032094 | 2035626
200-15_200-18 | 200-15 | 200-18 | Gravity | VCP | CIRC |  | 12 | 12 | 0.013 | 3.685 | 78.7 | 8.5 | 5.6 |  |  | 6032095 | 2035613 | 6032163 | 2035656
200-16_200-25 | 200-16 | 200-25 | Gravity | VCP | CIRC |  | 12 | 12 | 0.013 | 0.271 | 236.2 | 3.94 | 3.301 |  |  | 6032094 | 2035626 | 6032274 | 2035777
200-17_200-19 | 200-17 | 200-19 | Gravity | VCP | CIRC |  | 8 | 8 | 0.013 | 0.516 | 177.3 | 8.087 | 7.172 |  |  | 6032156.5 | 2035664.3 | 6032292.7 | 2035777.8
200-18_200-23 | 200-18 | 200-23 | Gravity | VCP | CIRC |  | 12 | 12 | 0.013 | 0.564 | 265.7 | 5.6 | 4.101 |  |  | 6032163 | 2035656 | 6032367 | 2035826
200-19_200-22 | 200-19 | 200-22 | Gravity | VCP | CIRC |  | 8 | 8 | 0.013 | 0.516 | 88.1 | 7.172 | 6.717 |  |  | 6032292.7 | 2035777.8 | 6032360.4 | 2035834.2
200-22_201-04 | 200-22 | 201-04 | Gravity | VCP | CIRC |  | 8 | 8 | 0.013 | 0.516 | 286.9 | 6.717 | 5.236 |  |  | 6032360.4 | 2035834.2 | 6032580.8 | 2036017.9
200-23_201-05 | 200-23 | 201-05 | Gravity | VCP | CIRC |  | 12 | 12 | 0.013 | 0.561 | 285.4 | 4.101 | 2.5 |  |  | 6032367 | 2035826 | 6032587 | 2036009
200-25_201-03 | 200-25 | 201-03 | Gravity | VCP | CIRC |  | 12 | 12 | 0.013 | 0.282 | 390.4 | 3.301 | 2.201 |  |  | 6032274 | 2035777 | 6032572 | 2036027
201-01_201-10 | 201-01 | 201-10 | Gravity | VCP | CIRC |  | 12 | 12 | 0.013 | 0.188 | 298.6 | 3.56 | 2.999 |  |  | 6032180 | 2036497 | 6032409 | 2036687
201-03_201-08 | 201-03 | 201-08 | Gravity | VCP | CIRC |  | 12 | 12 | 0.013 | 0.305 | 295.3 | 2.201 | 1.299 |  |  | 6032572 | 2036027 | 6032800 | 2036217
201-04_201-07 | 201-04 | 201-07 | Gravity | VCP | CIRC |  | 8 | 8 | 0.013 | 0.516 | 296.1 | 5.236 | 3.707 |  |  | 6032580.8 | 2036017.9 | 6032808.3 | 2036207.5
201-05_201-06 | 201-05 | 201-06 | Gravity | VCP | CIRC |  | 12 | 12 | 0.013 | 0.474 | 295.3 | 2.5 | 1.099 |  |  | 6032587 | 2036009 | 6032813 | 2036201
201-06_201-18 | 201-06 | 201-18 | Gravity | VCP | CIRC |  | 12 | 12 | 0.013 | 0.362 | 387.1 | 1.001 | -0.4 |  |  | 6032813 | 2036201 | 6033110 | 2036448
201-07_201-17 | 201-07 | 201-17 | Gravity | VCP | CIRC |  | 8 | 8 | 0.013 | 0.516 | 386.5 | 3.707 | 1.713 |  |  | 6032808.3 | 2036207.5 | 6033105.1 | 2036455
201-08_201-16 | 201-08 | 201-16 | Gravity | VCP | CIRC |  | 12 | 12 | 0.013 | 0.309 | 259.2 | 1.299 | 0.499 |  |  | 6032800 | 2036217 | 6033000 | 2036383
201-09_201-08 | 201-09 | 201-08 | Gravity | VCP | CIRC |  | 12 | 12 | 0.013 | 0.204 | 295.3 | 2.402 | 1.801 |  |  | 6032612 | 2036443 | 6032800 | 2036217
201-10_201-09 | 201-10 | 201-09 | Gravity | VCP | CIRC |  | 12 | 12 | 0.013 | 0.156 | 318.2 | 2.9 | 2.402 |  |  | 6032409 | 2036687 | 6032612 | 2036443
201-16_201-21 | 201-16 | 201-21 | Gravity | VCP | CIRC |  | 12 | 12 | 0.013 | 0.293 | 252.6 | 0.499 | -0.24 |  |  | 6033000 | 2036383 | 6033194 | 2036543
201-17_201-27 | 201-17 | 201-27 | Gravity | VCP | CIRC |  | 8 | 8 | 0.013 | 0.516 | 386.5 | 1.713 | -0.282 |  |  | 6033105.1 | 2036455 | 6033401.9 | 2036702.5
201-18_201-19 | 201-18 | 201-19 | Gravity | VCP | CIRC |  | 12 | 12 | 0.013 | 0.098 | 124.7 | -0.2 | -0.322 |  |  | 6033110 | 2036448 | 6033206 | 2036528
201-19_201-28 | 201-19 | 201-28 | Gravity | VCP | CIRC |  | 12 | 12 | 0.013 | 0.372 | 262.5 | -0.322 | -1.299 |  |  | 6033206 | 2036528 | 6033407 | 2036697
201-21_201-26 | 201-21 | 201-26 | Gravity | VCP | CIRC |  | 12 | 12 | 0.013 | 0.286 | 265.7 | -0.24 | -1.001 |  |  | 6033194 | 2036543 | 6033399 | 2036713
201-21_201-19 | 201-21 | 201-19 | Gravity | VCP | CIRC |  | 6 | 6 | 0.013 | 4.882 | 19.7 | 1.161 | 0.2 |  |  | 6033194 | 2036543 | 6033206 | 2036528
201-26_201-31 | 201-26 | 201-31 | Gravity | VCP | CIRC |  | 12 | 12 | 0.013 | 0.227 | 374 | -1.001 | -1.85 |  |  | 6033399 | 2036713 | 6033684 | 2036953
201-27_201-30 | 201-27 | 201-30 | Gravity | VCP | CIRC |  | 8 | 8 | 0.013 | 0.516 | 360 | -0.282 | -2.14 |  |  | 6033401.9 | 2036702.5 | 6033678.4 | 2036933
201-28_201-29 | 201-28 | 201-29 | Gravity | VCP | CIRC |  | 12 | 12 | 0.013 | 0.236 | 360.9 | -1.299 | -2.149 |  |  | 6033407 | 2036697 | 6033684 | 2036926
201-29_202-36 | 201-29 | 202-36 | Gravity | VCP | CIRC |  | 15 | 15 | 0.013 | 0.537 | 164 | -2.119 | -2.999 |  |  | 6033684 | 2036926 | 6033803 | 2037037
201-29_201-31 | 201-29 | 201-31 | Gravity | VCP | CIRC |  | 10 | 10 | 0.013 | 0.164 | 26.2 | -2.139 | -2.182 |  |  | 6033684 | 2036926 | 6033684 | 2036953
201-30_201-29 | 201-30 | 201-29 | Gravity | VCP | CIRC |  | 8 | 8 | 0.013 | 0.1 | 9 | -2.14 | -2.149 |  |  | 6033678.4 | 2036933 | 6033684 | 2036926
201-31_202-07 | 201-31 | 202-07 | Gravity | VCP | CIRC |  | 12 | 12 | 0.013 | 0.273 | 337.9 | -2.14 | -3.061 |  |  | 6033684 | 2036953 | 6033945 | 2037168
202-07_202-08 | 202-07 | 202-08 | Gravity | VCP | CIRC |  | 12 | 12 | 0.013 | 0.36 | 16.4 | -3.061 | -3.12 |  |  | 6033945 | 2037168 | 6033962 | 2037168
202-08_202-09 | 202-08 | 202-09 | Gravity | VCP | CIRC |  | 15 | 15 | 0.013 | 0.201 | 39.4 | -3.32 | -3.399 |  |  | 6033962 | 2037168 | 6033994 | 2037143
202-08_202-10 | 202-08 | 202-10 | Gravity | VCP | CIRC |  | 15 | 15 | 0.013 | 0.19 | 305.1 | -3.32 | -3.901 |  |  | 6033962 | 2037168 | 6034197 | 2037363
202-09_223-01 | 202-09 | 223-01 | Gravity | VCP | CIRC |  | 15 | 15 | 0.013 | 0.115 | 262.5 | -3.399 | -3.701 |  |  | 6033994 | 2037143 | 6034161 | 2036941
202-10_202-11 | 202-10 | 202-11 | Gravity | VCP | CIRC |  | 15 | 15 | 0.013 | 2.386 | 210 | -3.901 | -8.911 |  |  | 6034197 | 2037363 | 6034347 | 2037508
202-11_223-17 | 202-11 | 223-17 | Gravity | VCP | CIRC |  | 30 | 30 | 0.013 | 0.081 | 334.6 | -10.509 | -10.781 |  |  | 6034347 | 2037508 | 6034562 | 2037249
202-12_202-11 | 202-12 | 202-11 | Gravity | VCP | CIRC |  | 27 | 27 | 0.013 | 0.127 | 311.7 | -10.112 | -10.509 |  |  | 6034148 | 2037749 | 6034347 | 2037508
202-13_202-12 | 202-13 | 202-12 | Gravity | VCP | CIRC |  | 27 | 27 | 0.013 | 0.102 | 305.1 | -9.8 | -10.112 |  |  | 6033954 | 2037983 | 6034148 | 2037749
202-14_202-13 | 202-14 | 202-13 | Gravity | VCP | CIRC |  | 27 | 27 | 0.013 | 0.067 | 147.6 | -9.701 | -9.8 |  |  | 6033861 | 2038097 | 6033954 | 2037983
202-36_202-08 | 202-36 | 202-08 | Gravity | VCP | CIRC |  | 15 | 15 | 0.013 | 0.155 | 206.7 | -2.999 | -3.32 |  |  | 6033803 | 2037037 | 6033962 | 2037168
220-08_220-11 | 220-08 | 220-11 | Gravity | VCP | CIRC |  | 27 | 27 | 0.013 | 0.684 | 82 | 23.061 | 22.5 |  |  | 6030731 | 2033529 | 6030799 | 2033572
220-09_220-12 | 220-09 | 220-12 | Gravity | VCP | CIRC |  | 10 | 10 | 0.013 | 0.716 | 167.3 | 22.799 | 21.601 |  |  | 6030778 | 2033569 | 6030900 | 2033685
220-11_ECR34 | 220-11 | ECR34 | Gravity | VCP | CIRC |  | 27 | 27 | 0.013 | 0.743 | 429.3 | 22.5 | 19.311 |  |  | 6030799 | 2033572 | 6031074.5 | 2033857.4
220-12_220-28 | 220-12 | 220-28 | Gravity | VCP | CIRC |  | 10 | 10 | 0.013 | 0.678 | 590.6 | 21.601 | 17.598 |  |  | 6030900 | 2033685 | 6031307 | 2034113
220-27_ECR33 | 220-27 | ECR33 | Gravity | VCP | CIRC |  | 27 | 27 | 0.013 | 0.364 | 603.7 | 16.699 | 14.501 |  |  | 6031340 | 2034135 | 6031549.4 | 2034309.8
220-28_220-32 | 220-28 | 220-32 | Gravity | VCP | CIRC |  | 10 | 10 | 0.013 | 0.484 | 288.7 | 17.598 | 16.201 |  |  | 6031307 | 2034113 | 6031529 | 2034299
220-32_221-02 | 220-32 | 221-02 | Gravity | VCP | CIRC |  | 10 | 10 | 0.013 | 0.426 | 423.2 | 16.201 | 14.4 |  |  | 6031529 | 2034299 | 6031854 | 2034568
220-41_220-09 | 220-41 | 220-09 | Gravity | VCP | CIRC |  | 10 | 10 | 0.013 | 1.449 | 200.1 | 25.699 | 22.799 |  |  | 6030596 | 2033489 | 6030778 | 2033569
221-02_221-12 | 221-02 | 221-12 | Gravity | VCP | CIRC |  | 10 | 10 | 0.013 | 0.66 | 439.6 | 14.4 | 11.499 |  |  | 6031854 | 2034568 | 6032189 | 2034851
221-03_221-41 | 221-03 | 221-41 | Gravity | VCP | CIRC |  | 27 | 27 | 0.013 | 0.592 | 39.4 | 14.501 | 14.268 |  |  | 6031804 | 2034522 | 6032142 | 2034806
221-12_221-27 | 221-12 | 221-27 | Gravity | VCP | CIRC |  | 10 | 10 | 0.013 | 0.633 | 505.2 | 11.499 | 8.301 |  |  | 6032189 | 2034851 | 6032575 | 2035175
221-19_ECR31 | 221-19 | ECR31 | Gravity | VCP | CIRC |  | 27 | 27 | 0.013 | 0.155 | 103 | 6.63 | 6.47 |  |  | 6032500 | 2035107 | 6032571.7 | 2035165.3
221-27_221-32 | 221-27 | 221-32 | Gravity | VCP | CIRC |  | 10 | 10 | 0.013 | 0.414 | 265.7 | 8.301 | 7.201 |  |  | 6032575 | 2035175 | 6032780 | 2035346
221-32_222-03 | 221-32 | 222-03 | Gravity | VCP | CIRC |  | 10 | 10 | 0.013 | 0.446 | 285.4 | 7.201 | 5.928 |  |  | 6032780 | 2035346 | 6032998 | 2035528
221-41_ECR32 | 221-41 | ECR32 | Gravity | VCP | CIRC |  | 27 | 27 | 0.013 | 0.164 | 73 | 11.99 | 11.87 |  |  | 6032142 | 2034806 | 6032226.4 | 2034873.2
222-03_222-10 | 222-03 | 222-10 | Gravity | VCP | CIRC |  | 12 | 12 | 0.013 | 0.45 | 295.3 | 5.928 | 4.6 |  |  | 6032998 | 2035528 | 6033227 | 2035715
222-10_222-12 | 222-10 | 222-12 | Gravity | VCP | CIRC |  | 12 | 12 | 0.013 | 0.465 | 387.1 | 4.6 | 2.799 |  |  | 6033227 | 2035715 | 6033524 | 2035963
222-12_222-17 | 222-12 | 222-17 | Gravity | VCP | CIRC |  | 15 | 15 | 0.013 | 0.409 | 390.4 | 2.799 | 1.201 |  |  | 6033524 | 2035963 | 6033825 | 2036212
222-17_222-23 | 222-17 | 222-23 | Gravity | VCP | CIRC |  | 15 | 15 | 0.013 | 0.226 | 354.3 | 1.201 | 0.4 |  |  | 6033825 | 2036212 | 6034098 | 2036438
222-18_222-19 | 222-18 | 222-19 | Gravity | VCP | CIRC |  | 18 | 18 | 0.013 | 0.501 | 439.6 | 3.1 | 0.899 |  |  | 6033334 | 2035784 | 6033670 | 2036065
222-19_222-26 | 222-19 | 222-26 | Gravity | VCP | CIRC |  | 18 | 18 | 0.013 | 0.508 | 413.4 | 0.899 | -1.201 |  |  | 6033670 | 2036065 | 6033986 | 2036331
222-23_223-03 | 222-23 | 223-03 | Gravity | VCP | CIRC |  | 15 | 15 | 0.013 | 0.231 | 354.3 | 0.4 | -0.42 |  |  | 6034098 | 2036438 | 6034372 | 2036665
222-26_223-06 | 222-26 | 223-06 | Gravity | VCP | CIRC |  | 18 | 18 | 0.013 | 0.295 | 515.1 | -1.201 | -2.72 |  |  | 6033986 | 2036331 | 6034383 | 2036660
223-01_223-05 | 223-01 | 223-05 | Gravity | VCP | CIRC |  | 15 | 15 | 0.013 | 0.138 | 357.6 | -3.701 | -4.193 |  |  | 6034161 | 2036941 | 6034389 | 2036664
223-03_223-04 | 223-03 | 223-04 | Gravity | VCP | CIRC |  | 18 | 18 | 0.013 | 24.247 | 6.6 | -0.42 | -2.011 |  |  | 6034372 | 2036665 | 6034379 | 2036665
223-04_223-13 | 223-04 | 223-13 | Gravity | VCP | CIRC |  | 24 | 24 | 0.013 | 0.574 | 334.6 | -2.201 | -4.121 |  |  | 6034379 | 2036665 | 6034637 | 2036880
223-04_223-05 | 223-04 | 223-05 | Gravity | VCP | CIRC |  | 18 | 18 | 0.013 | 10.038 | 9.8 | -2.011 | -2.999 |  |  | 6034379 | 2036665 | 6034389 | 2036664
223-05_223-08 | 223-05 | 223-08 | Gravity | VCP | CIRC |  | 27 | 27 | 0.013 | 0.154 | 331.4 | -4.19 | -4.701 |  |  | 6034389 | 2036664 | 6034601 | 2036410
223-06_223-05 | 223-06 | 223-05 | Gravity | VCP | CIRC |  | 18 | 18 | 0.013 | 6.553 | 6.6 | -2.72 | -3.15 |  |  | 6034383 | 2036660 | 6034389 | 2036664
223-08_244-01 | 223-08 | 244-01 | Gravity | VCP | CIRC |  | 27 | 27 | 0.013 | 0.141 | 354.3 | -4.701 | -5.2 |  |  | 6034601 | 2036410 | 6034826 | 2036138
223-13_223-14 | 223-13 | 223-14 | Gravity | VCP | CIRC |  | 24 | 24 | 0.013 | 3.2 | 6.6 | -4.121 | -4.331 |  |  | 6034637 | 2036880 | 6034635 | 2036884
223-14_223-24 | 223-14 | 223-24 | Gravity | VCP | CIRC |  | 18 | 18 | 0.013 | 3.198 | 180.4 | -4.38 | -10.151 |  |  | 6034635 | 2036884 | 6034785 | 2036984
223-17_223-18 | 223-17 | 223-18 | Gravity | VCP | CIRC |  | 30 | 30 | 0.013 | 0.084 | 239.5 | -10.781 | -10.981 |  |  | 6034562 | 2037249 | 6034715 | 2037067
223-18_223-24 | 223-18 | 223-24 | Gravity | VCP | CIRC |  | 30 | 30 | 0.013 | 0.082 | 108.3 | -10.981 | -11.07 |  |  | 6034715 | 2037067 | 6034785 | 2036984
223-24_223-25 | 223-24 | 223-25 | Gravity | VCP | CIRC |  | 30 | 30 | 0.013 | 0.079 | 265.7 | -11.07 | -11.28 |  |  | 6034785 | 2036984 | 6034956 | 2036781
223-25_244-41 | 223-25 | 244-41 | Gravity | VCP | CIRC |  | 30 | 30 | 0.013 | 0.082 | 265.7 | -11.28 | -11.499 |  |  | 6034956 | 2036781 | 6035127 | 2036578
22N-03V_G1_516-VL4 | 22N-03V_G1 | 516-VL4 | ForceMain | VCP | CIRC |  | 14 | 14 | 0.013 | 4.354 | 23 | -3.199 | -4.199 |  |  | 6042588 | 2024743 | 6042566 | 2024763
23H-76_24th_22 | 23H-76 | 24th_22 | Gravity | VCP | CIRC |  | 12 | 12 | 0.013 | 10.255 | 55.3 | 93.79 | 88.12 |  |  | 6034763.4 | 2023907.7 | 6034791 | 2023936.7
242-33_242-34 | 242-33 | 242-34 | Gravity | VCP | CIRC |  | 12 | 12 | 0.013 | 0.468 | 255.9 | 13.199 | 12.001 |  |  | 6033535 | 2034017 | 6033731 | 2034179
242-34_263-33 | 242-34 | 263-33 | Gravity | VCP | CIRC |  | 12 | 12 | 0.013 | 0.42 | 357.6 | 12.001 | 10.499 |  |  | 6033731 | 2034179 | 6033960 | 2033903
244-01_244-03 | 244-01 | 244-03 | Gravity | VCP | CIRC |  | 27 | 27 | 0.013 | 0.143 | 347.8 | -5.2 | -5.699 |  |  | 6034826 | 2036138 | 6035049 | 2035870
244-03_244-05 | 244-03 | 244-05 | Gravity | VCP | CIRC |  | 27 | 27 | 0.013 | 0.143 | 351 | -5.699 | -6.201 |  |  | 6035049 | 2035870 | 6035274 | 2035599
244-05_265-01 | 244-05 | 265-01 | Gravity | VCP | CIRC |  | 27 | 27 | 0.013 | 0.135 | 390.4 | -6.201 | -6.729 |  |  | 6035274 | 2035599 | 6035526 | 2035298
244-13_265-15 | 244-13 | 265-15 | Gravity | VCP | CIRC |  | 36 | 36 | 0.013 | 0.152 | 393.7 | -12.201 | -12.799 |  |  | 6035621 | 2036015 | 6035874 | 2035714
244-33_244-13 | 244-33 | 244-13 | Gravity | VCP | CIRC |  | 36 | 36 | 0.013 | 0.137 | 367.5 | -11.699 | -12.201 |  |  | 6035377 | 2036292 | 6035621 | 2036015
244-37_244-38 | 244-37 | 244-38 | Gravity | VCP | CIRC |  | 10 | 10 | 0.013 | 0.205 | 147.6 | -8.199 | -8.501 |  |  | 6035762 | 2037099 | 6035645 | 2037010
244-38_244-39 | 244-38 | 244-39 | Gravity | VCP | CIRC |  | 10 | 10 | 0.013 | 0.127 | 157.5 | -8.501 | -8.701 |  |  | 6035645 | 2037010 | 6035524 | 2036910
244-39_244-40 | 244-39 | 244-40 | Gravity | VCP | CIRC |  | 10 | 10 | 0.013 | 0.1 | 298.6 | -8.701 | -8.999 |  |  | 6035524 | 2036910 | 6035294 | 2036717
244-40_244-41 | 244-40 | 244-41 | Gravity | VCP | CIRC |  | 10 | 10 | 0.013 | 0.102 | 216.5 | -8.999 | -9.219 |  |  | 6035294 | 2036717 | 6035127 | 2036578
244-41_244-33 | 244-41 | 244-33 | Gravity | VCP | CIRC |  | 30 | 30 | 0.013 | 0.053 | 380.6 | -11.499 | -11.699 |  |  | 6035127 | 2036578 | 6035377 | 2036292
24th_02_430-03 | 24th_02 | 430-03 | Gravity | VCP | CIRC |  | 12 | 12 | 0.013 | 0.669 | 101.7 | 4.7 | 4.02 |  |  | 6037926 | 2025895 | 6038034 | 2025922
24th_03_24th_02 | 24th_03 | 24th_02 | Gravity | VCP | CIRC |  | 12 | 12 | 0.013 | 0.498 | 162.7 | 5.61 | 4.8 |  |  | 6037770.1 | 2025858 | 6037926 | 2025895
24th_04_24th_03 | 24th_04 | 24th_03 | Gravity | VCP | CIRC |  | 12 | 12 | 0.013 | 2.729 | 68.9 | 7.58 | 5.7 |  |  | 6037706.9 | 2025842 | 6037770.1 | 2025858
24th_05_24th_04 | 24th_05 | 24th_04 | Gravity | VCP | CIRC |  | 12 | 12 | 0.013 | 1.462 | 10.3 | 7.83 | 7.68 |  |  | 6037702.8 | 2025837.3 | 6037706.9 | 2025842
24th_06_24th_05 | 24th_06 | 24th_05 | Gravity | VCP | CIRC |  | 12 | 12 | 0.013 | 1.004 | 200.2 | 9.93 | 7.92 |  |  | 6037499.7 | 2025768.1 | 6037702.8 | 2025837.3
24th_07_24th_06 | 24th_07 | 24th_06 | Gravity | VCP | CIRC |  | 12 | 12 | 0.013 | 1.248 | 462.2 | 15.8 | 10.03 |  |  | 6037061.5 | 2025635.7 | 6037499.7 | 2025768.1
24th_08_24th_07 | 24th_08 | 24th_07 | Gravity | VCP | CIRC |  | 12 | 12 | 0.013 | 1.417 | 8.5 | 16.17 | 16.05 |  |  | 6037058 | 2025638 | 6037061.5 | 2025635.7
24th_09_24th_08 | 24th_09 | 24th_08 | Gravity | VCP | CIRC |  | 12 | 12 | 0.013 | 0.898 | 338.6 | 19.46 | 16.42 |  |  | 6036737 | 2025538 | 6037058 | 2025638
24th_10_24th_09 | 24th_10 | 24th_09 | Gravity | VCP | CIRC |  | 12 | 12 | 0.013 | 1.773 | 398.7 | 26.63 | 19.56 |  |  | 6036351.8 | 2025416.9 | 6036737 | 2025538
24th_11_24th_10 | 24th_11 | 24th_10 | Gravity | VCP | CIRC |  | 12 | 12 | 0.013 | 1.252 | 343.4 | 31.2 | 26.9 |  |  | 6036028.8 | 2025315.9 | 6036351.8 | 2025416.9
24th_12_24th_11 | 24th_12 | 24th_11 | Gravity | VCP | CIRC |  | 12 | 12 | 0.013 | 0.949 | 329.9 | 34.43 | 31.3 |  |  | 6035712 | 2025217 | 6036028.8 | 2025315.9
24th_13_24th_12 | 24th_13 | 24th_12 | Gravity | VCP | CIRC |  | 12 | 12 | 0.013 | 1.001 | 299.7 | 37.53 | 34.53 |  |  | 6035429 | 2025129 | 6035712 | 2025217
24th_14_24th_13 | 24th_14 | 24th_13 | Gravity | VCP | CIRC |  | 12 | 12 | 0.013 | 2.413 | 305 | 44.99 | 37.63 |  |  | 6035141 | 2025039 | 6035429 | 2025129
24th_15_24th_14 | 24th_15 | 24th_14 | Gravity | VCP | CIRC |  | 12 | 12 | 0.013 | 0.806 | 117.8 | 46.04 | 45.09 |  |  | 6035032.9 | 2024983.4 | 6035141 | 2025039
24th_16_24th_15 | 24th_16 | 24th_15 | Gravity | VCP | CIRC |  | 12 | 12 | 0.013 | 0.4 | 310.4 | 47.72 | 46.48 |  |  | 6035245.1 | 2024769.6 | 6035032.9 | 2024983.4
24th_17_24th_16 | 24th_17 | 24th_16 | Gravity | VCP | CIRC |  | 12 | 12 | 0.013 | 2.608 | 256.1 | 54.9 | 48.22 |  |  | 6035426.3 | 2024588.7 | 6035245.1 | 2024769.6
24th_18_24th_17 | 24th_18 | 24th_17 | Gravity | VCP | CIRC |  | 12 | 12 | 0.013 | 2.925 | 21.9 | 56.04 | 55.4 |  |  | 6035411.1 | 2024572.9 | 6035426.3 | 2024588.7
24th_19_24th_18 | 24th_19 | 24th_18 | Gravity | VCP | CIRC |  | 12 | 12 | 0.013 | 2.098 | 112.5 | 59.76 | 57.4 |  |  | 6035330.8 | 2024494.1 | 6035411.1 | 2024572.9
24th_20_24th_19 | 24th_20 | 24th_19 | Gravity | VCP | CIRC |  | 12 | 12 | 0.013 | 2.382 | 142.3 | 63.25 | 59.86 |  |  | 6035230.8 | 2024392.8 | 6035330.8 | 2024494.1
24th_21_24th_20 | 24th_21 | 24th_20 | Gravity | VCP | CIRC |  | 12 | 12 | 0.013 | 1.969 | 330 | 69.85 | 63.35 |  |  | 6035002.2 | 2024155 | 6035230.8 | 2024392.8
24th_22_24th_21 | 24th_22 | 24th_21 | Gravity | VCP | CIRC |  | 12 | 12 | 0.013 | 5.838 | 304.2 | 87.62 | 69.86 |  |  | 6034791 | 2023936.7 | 6035002.2 | 2024155
25th_01_PH2-17 | 25th_01 | PH2-17 | Gravity | VCP | CIRC |  | 42 | 42 | 0.013 | 0.323 | 368.9 | -13.83 | -15.02 |  |  | 6038816.4 | 2026283.3 | 6038590.4 | 2026574.9
25th_02_25th_01 | 25th_02 | 25th_01 | Gravity | VCP | CIRC |  | 30 | 30 | 0.013 | 1.225 | 306 | -7.16 | -10.91 |  |  | 6038581.3 | 2026087.4 | 6038816.4 | 2026283.3
25th_03_25th_02 | 25th_03 | 25th_02 | Gravity | VCP | CIRC |  | 30 | 30 | 0.013 | 1.251 | 375 | -2.37 | -7.06 |  |  | 6038287.9 | 2025848 | 6038581.3 | 2026087.4
25th_04_25th_03 | 25th_04 | 25th_03 | Gravity | VCP | CIRC |  | 24 | 24 | 0.013 | 1.25 | 200 | 0.63 | -1.87 |  |  | 6038167.2 | 2025685 | 6038287.9 | 2025848
25th_05_25th_04 | 25th_05 | 25th_04 | Gravity | VCP | CIRC |  | 24 | 24 | 0.013 | 1.248 | 165 | 2.79 | 0.73 |  |  | 6038012.6 | 2025610.8 | 6038167.2 | 2025685
25th_06_25th_05 | 25th_06 | 25th_05 | Gravity | VCP | CIRC |  | 24 | 24 | 0.013 | 1.252 | 168.5 | 5 | 2.89 |  |  | 6037848.2 | 2025563.6 | 6038012.6 | 2025610.8
260-19_261-11 | 260-19 | 261-11 | Gravity | VCP | CIRC |  | 8 | 8 | 0.013 | 4.549 | 288 | 67.2 | 54.1 |  |  | 6030699.7 | 2030518.5 | 6030859.3 | 2030758.5
261-11_261-12 | 261-11 | 261-12 | Gravity | VCP | CIRC |  | 8 | 8 | 0.013 | 3.188 | 345 | 54.1 | 43.1 |  |  | 6030859.3 | 2030758.5 | 6031062.3 | 2031037.3
261-12_261-13 | 261-12 | 261-13 | Gravity | VCP | CIRC |  | 8 | 8 | 0.013 | 0.894 | 123 | 43.1 | 42 |  |  | 6031062.3 | 2031037.3 | 6031183.9 | 2031057.3
261-13_261-18 | 261-13 | 261-18 | Gravity | VCP | CIRC |  | 8 | 8 | 0.013 | 1.033 | 184 | 42 | 40.1 |  |  | 6031183.9 | 2031057.3 | 6031365.4 | 2031088
261-18_261-19 | 261-18 | 261-19 | Gravity | VCP | CIRC |  | 8 | 8 | 0.013 | 2.117 | 137 | 40.1 | 37.2 |  |  | 6031365.4 | 2031088 | 6031500 | 2031110.7
261-19_261-20 | 261-19 | 261-20 | Gravity | VCP | CIRC |  | 8 | 8 | 0.013 | 2.716 | 155 | 37.2 | 32.99 |  |  | 6031500 | 2031110.7 | 6031652 | 2031136
261-20_261-21 | 261-20 | 261-21 | Gravity | VCP | CIRC |  | 15 | 15 | 0.013 | 0.081 | 370.7 | 32.999 | 32.7 |  |  | 6031652 | 2031136 | 6031933 | 2031378
261-21_262-22 | 261-21 | 262-22 | Gravity | VCP | CIRC |  | 15 | 15 | 0.013 | 0.316 | 347.8 | 31.9 | 30.801 |  |  | 6031933 | 2031378 | 6032226 | 2031567
262-22_262-23 | 262-22 | 262-23 | Gravity | VCP | CIRC |  | 15 | 15 | 0.013 | 0.404 | 321.5 | 30.801 | 29.501 |  |  | 6032226 | 2031567 | 6032467 | 2031779
262-23_262-24 | 262-23 | 262-24 | Gravity | VCP | CIRC |  | 15 | 15 | 0.013 | 0.302 | 331.4 | 29.501 | 28.501 |  |  | 6032467 | 2031779 | 6032719 | 2031997
262-24_262-25 | 262-24 | 262-25 | Gravity | VCP | CIRC |  | 15 | 15 | 0.013 | 0.127 | 157.5 | 28.501 | 28.301 |  |  | 6032719 | 2031997 | 6032838 | 2032100
262-25_262-26 | 262-25 | 262-26 | Gravity | VCP | CIRC |  | 15 | 15 | 0.013 | 0.114 | 52.5 | 28.301 | 28.241 |  |  | 6032838 | 2032100 | 6032877 | 2032133
262-26_262-33 | 262-26 | 262-33 | Gravity | VCP | CIRC |  | 8 | 8 | 0.013 | 0.745 | 502 | 28.741 | 25 |  |  | 6032877 | 2032133 | 6033262 | 2032454
262-26_262-27 | 262-26 | 262-27 | Gravity | VCP | CIRC |  | 12 | 12 | 0.013 | 1.069 | 52.5 | 28.241 | 27.68 |  |  | 6032877 | 2032133 | 6032899 | 2032180
262-27_262-28 | 262-27 | 262-28 | Gravity | VCP | CIRC |  | 12 | 12 | 0.013 | 0.617 | 288.7 | 27.68 | 25.899 |  |  | 6032899 | 2032180 | 6033121 | 2032365
262-28_262-29 | 262-28 | 262-29 | Gravity | VCP | CIRC |  | 12 | 12 | 0.013 | 0.527 | 170.6 | 25.899 | 25 |  |  | 6033121 | 2032365 | 6033253 | 2032475
262-29_263-05 | 262-29 | 263-05 | Gravity | VCP | CIRC |  | 12 | 12 | 0.013 | 0.489 | 183.7 | 25 | 24.101 |  |  | 6033253 | 2032475 | 6033394 | 2032593
262-33_263-07 | 262-33 | 263-07 | Gravity | VCP | CIRC |  | 8 | 8 | 0.013 | 0.605 | 413.4 | 25 | 22.5 |  |  | 6033262 | 2032454 | 6033579 | 2032720
263-05_263-08 | 263-05 | 263-08 | Gravity | VCP | CIRC |  | 12 | 12 | 0.013 | 0.551 | 387.1 | 24.101 | 21.969 |  |  | 6033394 | 2032593 | 6033689 | 2032841
263-06_263-21 | 263-06 | 263-21 | Gravity | VCP | CIRC |  | 8 | 8 | 0.013 | 0.963 | 288.7 | 21.539 | 18.76 |  |  | 6033704 | 2032823 | 6033927 | 2033009
263-07_263-06 | 263-07 | 263-06 | Gravity | VCP | CIRC |  | 8 | 8 | 0.013 | 0.628 | 160.8 | 22.5 | 21.49 |  |  | 6033579 | 2032720 | 6033704 | 2032823
263-08_263-06 | 263-08 | 263-06 | Gravity | VCP | CIRC |  | 6 | 6 | 0.013 | 1.565 | 23 | 21.8 | 21.44 |  |  | 6033689 | 2032841 | 6033704 | 2032823
263-08_263-20 | 263-08 | 263-20 | Gravity | VCP | CIRC |  | 12 | 12 | 0.013 | 1.97 | 288.7 | 21.719 | 16.03 |  |  | 6033689 | 2032841 | 6033912 | 2033027
263-20_263-27 | 263-20 | 263-27 | Gravity | VCP | CIRC |  | 12 | 12 | 0.013 | 0.502 | 344.5 | 16.03 | 14.301 |  |  | 6033912 | 2033027 | 6034176 | 2033248
263-21_263-20 | 263-21 | 263-20 | Gravity | VCP | CIRC |  | 6 | 6 | 0.013 | 2.525 | 23 | 20.459 | 19.879 |  |  | 6033927 | 2033009 | 6033912 | 2033027
263-21_263-22 | 263-21 | 263-22 | Gravity | VCP | CIRC |  | 8 | 8 | 0.013 | 1.464 | 265.7 | 18.76 | 14.869 |  |  | 6033927 | 2033009 | 6034131 | 2033180
263-22_263-26 | 263-22 | 263-26 | Gravity | VCP | CIRC |  | 8 | 8 | 0.013 | 1.459 | 78.7 | 14.869 | 13.72 |  |  | 6034131 | 2033180 | 6034191 | 2033231
263-23_263-24 | 263-23 | 263-24 | Gravity | VCP | CIRC |  | 10 | 10 | 0.013 | 0.526 | 36.1 | 8.671 | 8.481 |  |  | 6034100 | 2033173 | 6034129 | 2033196
263-24_263-28 | 263-24 | 263-28 | Gravity | VCP | CIRC |  | 12 | 12 | 0.013 | 0.549 | 82 | 8.481 | 8.031 |  |  | 6034129 | 2033196 | 6034193 | 2033249
263-26_263-39 | 263-26 | 263-39 | Gravity | VCP | CIRC |  | 8 | 8 | 0.013 | 1.457 | 265.7 | 13.72 | 9.849 |  |  | 6034191 | 2033231 | 6034395 | 2033400
263-27_263-38 | 263-27 | 263-38 | Gravity | VCP | CIRC |  | 12 | 12 | 0.013 | 0.504 | 262.5 | 14.301 | 12.979 |  |  | 6034176 | 2033248 | 6034378 | 2033414
263-28_263-37 | 263-28 | 263-37 | Gravity | VCP | CIRC |  | 18 | 18 | 0.013 | 0.55 | 242.3 | 8.031 | 6.699 |  |  | 6034193 | 2033249 | 6034380 | 2033401
263-33_263-35 | 263-33 | 263-35 | Gravity | VCP | CIRC |  | 12 | 12 | 0.013 | 0.453 | 331.4 | 10.499 | 8.999 |  |  | 6033960 | 2033903 | 6034174 | 2033647
263-35_263-37 | 263-35 | 263-37 | Gravity | VCP | CIRC |  | 12 | 12 | 0.013 | 0.404 | 321.5 | 8.999 | 7.7 |  |  | 6034174 | 2033647 | 6034380 | 2033401
263-37_264-04 | 263-37 | 264-04 | Gravity | VCP | CIRC |  | 18 | 18 | 0.013 | 0.299 | 301.8 | 6.601 | 5.699 |  |  | 6034380 | 2033401 | 6034609 | 2033596
263-38_263-40 | 263-38 | 263-40 | Gravity | VCP | CIRC |  | 12 | 12 | 0.013 | 0.607 | 45.9 | 12.979 | 12.7 |  |  | 6034378 | 2033414 | 6034420 | 2033430
263-38_263-39 | 263-38 | 263-39 | Gravity | VCP | CIRC |  | 12 | 12 | 0.013 | 2.883 | 23 | 13.461 | 12.799 |  |  | 6034378 | 2033414 | 6034395 | 2033400
263-39_263-42 | 263-39 | 263-42 | Gravity | VCP | CIRC |  | 10 | 10 | 0.013 | 0.232 | 141.1 | 9.849 | 9.521 |  |  | 6034395 | 2033400 | 6034503 | 2033491
263-40_264-05 | 263-40 | 264-05 | Gravity | VCP | CIRC |  | 12 | 12 | 0.013 | 0.651 | 246.1 | 12.7 | 11.099 |  |  | 6034420 | 2033430 | 6034609 | 2033589
263-42_264-06 | 263-42 | 264-06 | Gravity | VCP | CIRC |  | 10 | 10 | 0.013 | 0.238 | 147.6 | 9.521 | 9.17 |  |  | 6034503 | 2033491 | 6034617 | 2033586
264-04_264-09 | 264-04 | 264-09 | Gravity | VCP | CIRC |  | 18 | 18 | 0.013 | 0.368 | 298.6 | 5.699 | 4.6 |  |  | 6034609 | 2033596 | 6034837 | 2033787
264-05_264-08 | 264-05 | 264-08 | Gravity | VCP | CIRC |  | 12 | 12 | 0.013 | 0.421 | 308.4 | 11.099 | 9.8 |  |  | 6034609 | 2033589 | 6034844 | 2033786
264-06_264-07 | 264-06 | 264-07 | Gravity | VCP | CIRC |  | 10 | 10 | 0.013 | 0.325 | 298.6 | 9.17 | 8.199 |  |  | 6034617 | 2033586 | 6034846 | 2033777
264-06_264-04 | 264-06 | 264-04 | Gravity | VCP | CIRC |  | 6 | 6 | 0.013 | 15.046 | 13.1 | 9.17 | 7.199 |  |  | 6034617 | 2033586 | 6034609 | 2033596
264-07_264-09 | 264-07 | 264-09 | Gravity | VCP | CIRC |  | 6 | 6 | 0.013 | 16.023 | 13.1 | 8.199 | 6.1 |  |  | 6034846 | 2033777 | 6034837 | 2033787
264-07_264-17 | 264-07 | 264-17 | Gravity | VCP | CIRC |  | 10 | 10 | 0.013 | 0.374 | 374 | 8.199 | 6.801 |  |  | 6034846 | 2033777 | 6035133 | 2034016
264-08_264-16 | 264-08 | 264-16 | Gravity | VCP | CIRC |  | 12 | 12 | 0.013 | 0.381 | 367.5 | 9.8 | 8.399 |  |  | 6034844 | 2033786 | 6035125 | 2034021
264-09_264-15 | 264-09 | 264-15 | Gravity | VCP | CIRC |  | 18 | 18 | 0.013 | 0.238 | 374 | 4.6 | 3.711 |  |  | 6034837 | 2033787 | 6035123 | 2034028
264-15_264-20 | 264-15 | 264-20 | Gravity | VCP | CIRC |  | 18 | 18 | 0.013 | 0.383 | 370.7 | 3.711 | 2.29 |  |  | 6035123 | 2034028 | 6035408 | 2034264
264-16_264-19 | 264-16 | 264-19 | Gravity | VCP | CIRC |  | 12 | 12 | 0.013 | 0.218 | 367.5 | 8.399 | 7.598 |  |  | 6035125 | 2034021 | 6035408 | 2034256
264-17_264-15 | 264-17 | 264-15 | Gravity | VCP | CIRC |  | 6 | 6 | 0.013 | 0.439 | 16.4 | 7.001 | 6.929 |  |  | 6035133 | 2034016 | 6035123 | 2034028
264-17_264-18 | 264-17 | 264-18 | Gravity | VCP | CIRC |  | 10 | 10 | 0.013 | 0.321 | 370.7 | 6.801 | 5.61 |  |  | 6035133 | 2034016 | 6035417 | 2034253
264-18_264-20 | 264-18 | 264-20 | Gravity | VCP | CIRC |  | 6 | 6 | 0.013 | 16.099 | 13.1 | 5.899 | 3.79 |  |  | 6035417 | 2034253 | 6035408 | 2034264
264-18_264-32 | 264-18 | 264-32 | Gravity | VCP | CIRC |  | 10 | 10 | 0.013 | 0.324 | 374 | 5.61 | 4.4 |  |  | 6035417 | 2034253 | 6035703 | 2034492
264-19_264-31 | 264-19 | 264-31 | Gravity | VCP | CIRC |  | 12 | 12 | 0.013 | 0.427 | 374 | 7.598 | 6.001 |  |  | 6035408 | 2034256 | 6035695 | 2034495
264-20_264-30 | 264-20 | 264-30 | Gravity | VCP | CIRC |  | 18 | 18 | 0.013 | 0.38 | 374 | 2.29 | 0.869 |  |  | 6035408 | 2034264 | 6035694 | 2034504
264-30_265-36 | 264-30 | 265-36 | Gravity | VCP | CIRC |  | 18 | 18 | 0.013 | 0.351 | 367.5 | 0.869 | -0.42 |  |  | 6035694 | 2034504 | 6035978 | 2034736
264-31_265-08 | 264-31 | 265-08 | Gravity | VCP | CIRC |  | 12 | 12 | 0.013 | 0.531 | 357.6 | 6.001 | 4.101 |  |  | 6035695 | 2034495 | 6035972 | 2034724
264-32_265-06 | 264-32 | 265-06 | Gravity | VCP | CIRC |  | 10 | 10 | 0.013 | 0.384 | 367.5 | 4.4 | 2.989 |  |  | 6035703 | 2034492 | 6035985 | 2034728
265-01_265-03 | 265-01 | 265-03 | Gravity | VCP | CIRC |  | 24 | 24 | 0.013 | 0.385 | 137.8 | -6.729 | -7.26 |  |  | 6035526 | 2035298 | 6035590 | 2035178
265-03_265-04 | 265-03 | 265-04 | Gravity | VCP | CIRC |  | 24 | 24 | 0.013 | 0.261 | 367.5 | -7.26 | -8.219 |  |  | 6035590 | 2035178 | 6035828 | 2034900
265-04_265-08 | 265-04 | 265-08 | Gravity | VCP | CIRC |  | 24 | 24 | 0.013 | 0.142 | 226.4 | -8.219 | -8.54 |  |  | 6035828 | 2034900 | 6035972 | 2034724
265-06_265-11 | 265-06 | 265-11 | Gravity | VCP | CIRC |  | 12 | 12 | 0.013 | 1.458 | 321.5 | 2.94 | -1.749 |  |  | 6035985 | 2034728 | 6036234 | 2034930
265-06_265-36 | 265-06 | 265-36 | Gravity | VCP | CIRC |  | 6 | 6 | 0.013 | 23.867 | 9.8 | 3.189 | 0.85 |  |  | 6035985 | 2034728 | 6035978 | 2034736
265-07_265-10 | 265-07 | 265-10 | Gravity | VCP | CIRC |  | 12 | 12 | 0.013 | 1.463 | 324.8 | 4.101 | -0.65 |  |  | 6035977 | 2034728 | 6036227 | 2034935
265-08_265-07 | 265-08 | 265-07 | Gravity | VCP | CIRC |  | 12 | 12 | 0.013 | 0 | 6.6 | 4.101 | 4.101 |  |  | 6035972 | 2034724 | 6035977 | 2034728
265-08_286-02 | 265-08 | 286-02 | Gravity | VCP | CIRC |  | 24 | 24 | 0.013 | 0.196 | 360.9 | -8.54 | -9.249 |  |  | 6035972 | 2034724 | 6036205 | 2034450
265-09_265-11 | 265-09 | 265-11 | Gravity | VCP | CIRC |  | 18 | 18 | 0.013 | 0.338 | 292 | -0.761 | -1.749 |  |  | 6036009 | 2034741 | 6036234 | 2034930
265-10_265-11 | 265-10 | 265-11 | Gravity | VCP | CIRC |  | 12 | 12 | 0.013 | 12.192 | 6.6 | -0.65 | -1.45 |  |  | 6036227 | 2034935 | 6036234 | 2034930
265-11_265-12 | 265-11 | 265-12 | Gravity | VCP | CIRC |  | 18 | 18 | 0.013 | 4.2 | 223.1 | -2.149 | -11.519 |  |  | 6036234 | 2034930 | 6036402 | 2035076
265-12_286-11 | 265-12 | 286-11 | Gravity | VCP | CIRC |  | 36 | 36 | 0.013 | 0.121 | 423.2 | -12.72 | -13.232 |  |  | 6036402 | 2035076 | 6036656 | 2034737
265-14_265-12 | 265-14 | 265-12 | Gravity | VCP | CIRC |  | 36 | 36 | 0.013 | 0.109 | 475.7 | -12.201 | -12.72 |  |  | 6036094 | 2035439 | 6036402 | 2035076
265-15_265-14 | 265-15 | 265-14 | Gravity | VCP | CIRC |  | 36 | 36 | 0.013 | -0.17 | 351 | -12.799 | -12.201 |  |  | 6035874 | 2035714 | 6036094 | 2035439
265-36_265-09 | 265-36 | 265-09 | Gravity | VCP | CIRC |  | 18 | 18 | 0.013 | 0.338 | 32.8 | -0.65 | -0.761 |  |  | 6035978 | 2034736 | 6036009 | 2034741
282-19_282-30 | 282-19 | 282-30 | Gravity | VCP | CIRC |  | 10 | 10 | 0.013 | 0.208 | 190 | 33.496 | 33.1 |  |  | 6031794.6 | 2030855.2 | 6031668 | 2030996.9
282-20_282-19 | 282-20 | 282-19 | Gravity | VCP | CIRC |  | 10 | 10 | 0.013 | 0.209 | 193 | 33.899 | 33.496 |  |  | 6031923 | 2030710.9 | 6031794.6 | 2030855.2
282-21_282-20 | 282-21 | 282-20 | Gravity | VCP | CIRC |  | 10 | 10 | 0.013 | 0.208 | 191 | 34.297 | 33.899 |  |  | 6032050.3 | 2030568.5 | 6031923 | 2030710.9
282-26_282-21 | 282-26 | 282-21 | Gravity | VCP | CIRC |  | 10 | 10 | 0.013 | 0.209 | 193 | 34.7 | 34.297 |  |  | 6032179.6 | 2030424.5 | 6032050.3 | 2030568.5
282-30_261-20 | 282-30 | 261-20 | Gravity | VCP | CIRC |  | 10 | 10 | 0.013 | 0.079 | 140 | 33.1 | 32.99 |  |  | 6031668 | 2030996.9 | 6031652 | 2031136
286-02_286-03 | 286-02 | 286-03 | Gravity | VCP | CIRC |  | 24 | 24 | 0.013 | 0.27 | 23 | -9.249 | -9.311 |  |  | 6036205 | 2034450 | 6036228 | 2034449
286-03_286-05 | 286-03 | 286-05 | Gravity | VCP | CIRC |  | 27 | 27 | 0.013 | 0.196 | 351 | -9.311 | -10 |  |  | 6036228 | 2034449 | 6036453 | 2034181
286-05_307-01 | 286-05 | 307-01 | Gravity | VCP | CIRC |  | 27 | 27 | 0.013 | 0.201 | 347.8 | -10 | -10.699 |  |  | 6036453 | 2034181 | 6036675 | 2033914
286-10_307-14 | 286-10 | 307-14 | Gravity | VCP | CIRC |  | 36 | 36 | 0.013 | 0.01 | 383.9 | -13.389 | -13.428 |  |  | 6036900 | 2034444 | 6037145 | 2034149
286-11_286-10 | 286-11 | 286-10 | Gravity | VCP | CIRC |  | 36 | 36 | 0.013 | 0.041 | 380.6 | -13.232 | -13.389 |  |  | 6036656 | 2034737 | 6036900 | 2034444
303-07_282-26 | 303-07 | 282-26 | Gravity | VCP | CIRC |  | 10 | 10 | 0.013 | 0.237 | 169 | 35.1 | 34.7 |  |  | 6032291.7 | 2030297.5 | 6032179.6 | 2030424.5
303-29_324-06 | 303-29 | 324-06 | Gravity | VCP | CIRC |  | 10 | 10 | 0.013 | 0.398 | 282.2 | 18.652 | 17.53 |  |  | 6033275 | 2030033 | 6033456 | 2029816
303-29_303-30 | 303-29 | 303-30 | Gravity | VCP | CIRC |  | 12 | 12 | 0.013 | 9.144 | 6.6 | 18.061 | 17.461 |  |  | 6033275 | 2030033 | 6033283 | 2030033
303-30_324-07 | 303-30 | 324-07 | Gravity | VCP | CIRC |  | 12 | 12 | 0.013 | 0.25 | 288.7 | 17.431 | 16.709 |  |  | 6033283 | 2030033 | 6033468 | 2029809
307-01_307-04 | 307-01 | 307-04 | Gravity | VCP | CIRC |  | 27 | 27 | 0.013 | 0.198 | 354.3 | -10.699 | -11.401 |  |  | 6036675 | 2033914 | 6036902 | 2033640
307-04_307-06 | 307-04 | 307-06 | Gravity | VCP | CIRC |  | 27 | 27 | 0.013 | 0.203 | 344.5 | -11.401 | -12.1 |  |  | 6036902 | 2033640 | 6037122 | 2033373
307-06_328-05 | 307-06 | 328-05 | Gravity | VCP | CIRC |  | 27 | 27 | 0.013 | 0.197 | 354.3 | -12.1 | -12.799 |  |  | 6037122 | 2033373 | 6037347 | 2033102
307-07_307-10 | 307-07 | 307-10 | Gravity | VCP | CIRC |  | 10 | 10 | 0.013 | 0.293 | 183.7 | -3.301 | -3.839 |  |  | 6037163 | 2033309 | 6037304 | 2033428
307-10_328-49 | 307-10 | 328-49 | Gravity | VCP | CIRC |  | 10 | 10 | 0.013 | 0.215 | 147.6 | -3.881 | -4.199 |  |  | 6037304 | 2033428 | 6037401 | 2033315
307-14_307-21 | 307-14 | 307-21 | Gravity | VCP | CIRC |  | 36 | 36 | 0.013 | 0.14 | 406.8 | -13.428 | -13.999 |  |  | 6037145 | 2034149 | 6037405 | 2033834
307-16_307-17 | 307-16 | 307-17 | Gravity | PVC | CIRC |  | 18 | 18 | 0.013 | 0.705 | 157 | -12.243 | -13.35 |  |  | 6037856.8 | 2034141.3 | 6037917.8 | 2033947.4
307-17_328-60 | 307-17 | 328-60 | Gravity | PVC | CIRC |  | 18 | 18 | 0.013 | 0.66 | 250 | -13.35 | -15 |  |  | 6037917.8 | 2033947.4 | 6038111.9 | 2033712.5
307-21_328-59 | 307-21 | 328-59 | Gravity | VCP | CIRC |  | 36 | 36 | 0.013 | 0.13 | 387.1 | -13.999 | -14.501 |  |  | 6037405 | 2033834 | 6037652 | 2033537
307-26_307-16 | 307-26 | 307-16 | Gravity | PVC | CIRC |  | 18 | 18 | 0.013 | 0.705 | 77 | -11.7 | -12.243 |  |  | 6037787 | 2034201 | 6037856.8 | 2034141.3
322-38_322-39 | 322-38 | 322-39 | Gravity | VCP | CIRC |  | 8 | 8 | 0.013 | 3.81 | 42 | 117.3 | 115.7 |  |  | 6031139.4 | 2026861.4 | 6031181.2 | 2026863.7
322-39_322-40 | 322-39 | 322-40 | Gravity | VCP | CIRC |  | 8 | 8 | 0.013 | 1.921 | 203 | 115.7 | 111.8 |  |  | 6031181.2 | 2026863.7 | 6031383.6 | 2026873.2
322-40_343-23 | 322-40 | 343-23 | Gravity | VCP | CIRC |  | 8 | 8 | 0.013 | 1.106 | 199 | 111.8 | 109.6 |  |  | 6031383.6 | 2026873.2 | 6031582.8 | 2026865.5
324-06_324-07 | 324-06 | 324-07 | Gravity | VCP | CIRC |  | 12 | 12 | 0.013 | 5.326 | 13.1 | 17.53 | 16.831 |  |  | 6033456 | 2029816 | 6033468 | 2029809
324-06_324-08 | 324-06 | 324-08 | Gravity | 0 | CIRC |  | 10 | 10 | 0.013 | 0.393 | 272.3 | 17.53 | 16.46 |  |  | 6033456 | 2029816 | 6033630 | 2029608
324-07_324-09 | 324-07 | 324-09 | Gravity | VCP | CIRC |  | 12 | 12 | 0.013 | 0.252 | 269 | 16.709 | 16.03 |  |  | 6033468 | 2029809 | 6033641 | 2029602
324-08_324-09 | 324-08 | 324-09 | Gravity | VCP | CIRC |  | 12 | 12 | 0.013 | 3.282 | 13.1 | 16.46 | 16.03 |  |  | 6033630 | 2029608 | 6033641 | 2029602
324-08_325-04 | 324-08 | 325-04 | Gravity | 0 | CIRC |  | 10 | 10 | 0.013 | 0.21 | 285.4 | 17.9 | 17.3 |  |  | 6033630 | 2029608 | 6033828 | 2029811
324-09_324-22 | 324-09 | 324-22 | Gravity | VCP | CIRC |  | 12 | 12 | 0.013 | 0.247 | 311.7 | 16.03 | 15.259 |  |  | 6033641 | 2029602 | 6033831 | 2029357
324-22_345-23 | 324-22 | 345-23 | Gravity | VCP | CIRC |  | 12 | 12 | 0.013 | 0.246 | 380.6 | 15.259 | 14.321 |  |  | 6033831 | 2029357 | 6034075 | 2029066
325-04_325-05 | 325-04 | 325-05 | Gravity | 0 | CIRC |  | 10 | 10 | 0.013 | 0.281 | 285.4 | 17.3 | 16.499 |  |  | 6033828 | 2029811 | 6034029 | 2030014
325-05_325-06 | 325-05 | 325-06 | Gravity | 0 | CIRC |  | 10 | 10 | 0.013 | 0.199 | 301.8 | 16.499 | 15.899 |  |  | 6034029 | 2030014 | 6034241 | 2030229
325-06_325-08 | 325-06 | 325-08 | Gravity | 0 | CIRC |  | 8 | 8 | 0.013 | 0.139 | 150.9 | 15.899 | 15.689 |  |  | 6034241 | 2030229 | 6034365 | 2030315
325-08_325-10 | 325-08 | 325-10 | Gravity | VCP | CIRC |  | 8 | 8 | 0.013 | 0.379 | 95.1 | 15.591 | 15.23 |  |  | 6034365 | 2030315 | 6034428 | 2030248
325-10_325-11 | 325-10 | 325-11 | Gravity | VCP | CIRC |  | 8 | 8 | 0.013 | 0.376 | 282.2 | 15.23 | 14.17 |  |  | 6034428 | 2030248 | 6034615 | 2030033
325-11_346-03 | 325-11 | 346-03 | Gravity | VCP | CIRC |  | 8 | 8 | 0.013 | 0.377 | 400.3 | 14.17 | 12.661 |  |  | 6034615 | 2030033 | 6034870 | 2029725
328-03_328-07 | 328-03 | 328-07 | Gravity | VCP | CIRC |  | 10 | 10 | 0.013 | 0.464 | 101.7 | -5.299 | -5.771 |  |  | 6037553 | 2032849 | 6037619 | 2032772
328-05_328-06 | 328-05 | 328-06 | Gravity | VCP | CIRC |  | 27 | 27 | 0.013 | 0.206 | 341.2 | -12.799 | -13.501 |  |  | 6037347 | 2033102 | 6037565 | 2032840
328-06_328-09 | 328-06 | 328-09 | Gravity | VCP | CIRC |  | 27 | 27 | 0.013 | 0.174 | 114.8 | -13.501 | -13.701 |  |  | 6037565 | 2032840 | 6037654 | 2032913
328-07_328-10 | 328-07 | 328-10 | Gravity | VCP | CIRC |  | 10 | 10 | 0.013 | 1.063 | 193.6 | -5.942 | -7.999 |  |  | 6037619 | 2032772 | 6037714 | 2032939
328-07_328-08 | 328-07 | 328-08 | Gravity | VCP | CIRC |  | 10 | 10 | 0.013 | 0.688 | 193.6 | -4.669 | -6.001 |  |  | 6037619 | 2032772 | 6037743 | 2032623
328-08_349-04 | 328-08 | 349-04 | Gravity | VCP | CIRC |  | 10 | 10 | 0.013 | 0.249 | 321.5 | -6.001 | -6.801 |  |  | 6037743 | 2032623 | 6037949 | 2032374
328-09_328-15 | 328-09 | 328-15 | Gravity | VCP | CIRC |  | 33 | 33 | 0.013 | 0.211 | 236.2 | -13.701 | -14.199 |  |  | 6037654 | 2032913 | 6037834 | 2033063
328-10_328-14 | 328-10 | 328-14 | Gravity | VCP | CIRC |  | 10 | 10 | 0.013 | 1.068 | 131.2 | -7.999 | -9.4 |  |  | 6037714 | 2032939 | 6037816 | 2033023
328-14_328-48 | 328-14 | 328-48 | Gravity | VCP | CIRC |  | 12 | 12 | 0.013 | 1.056 | 203.4 | -9.491 | -11.64 |  |  | 6037816 | 2033023 | 6037972 | 2033153
328-15_328-17 | 328-15 | 328-17 | Gravity | VCP | CIRC |  | 33 | 33 | 0.013 | 0.305 | 187 | -14.131 | -14.701 |  |  | 6037834 | 2033063 | 6037902 | 2033237
328-16_328-14 | 328-16 | 328-14 | Gravity | VCP | CIRC |  | 10 | 10 | 0.013 | 0.697 | 239.5 | -6.499 | -8.169 |  |  | 6037662 | 2033208 | 6037816 | 2033023
328-17_328-27 | 328-17 | 328-27 | Gravity | TECHITE | CIRC |  | 39 | 39 | 0.013 | 0.122 | 246.1 | -14.701 | -15 |  |  | 6037902 | 2033237 | 6038091 | 2033395
328-18_328-17 | 328-18 | 328-17 | Gravity | VCP | CIRC |  | 39 | 39 | 0.013 | 0.069 | 13.1 | -14.692 | -14.701 |  |  | 6037910 | 2033228 | 6037902 | 2033237
328-18_328-57 | 328-18 | 328-57 | Gravity | VCP | CIRC |  | 36 | 36 | 0.013 | 0.114 | 437.2 | -14.692 | -15.19 |  |  | 6037910 | 2033228 | 6038245 | 2033509
328-19_328-18 | 328-19 | 328-18 | Gravity | VCP | CIRC |  | 39 | 39 | 0.013 | 0.14 | 16.4 | -14.669 | -14.692 |  |  | 6037920 | 2033216 | 6037910 | 2033228
328-20_328-48 | 328-20 | 328-48 | Gravity | RCP | CIRC |  | 39 | 39 | 0.013 | 0.099 | 472.4 | -14.121 | -14.59 |  |  | 6038273 | 2032790 | 6037972 | 2033153
328-27_328-56 | 328-27 | 328-56 | Gravity | TECHITE | CIRC |  | 39 | 39 | 0.013 | 0.144 | 193.6 | -15 | -15.279 |  |  | 6038091 | 2033395 | 6038239 | 2033517
328-28_328-30 | 328-28 | 328-30 | Gravity | VCP | CIRC |  | 24 | 24 | 0.013 | 0.656 | 128 | -17.4 | -18.24 |  |  | 6038082 | 2033346 | 6038181 | 2033429
328-30_328-51 | 328-30 | 328-51 | Gravity | VCP | CIRC |  | 24 | 24 | 0.013 | 0.5 | 173.9 | -18.24 | -19.11 |  |  | 6038181 | 2033429 | 6038312 | 2033544
328-32_1_328-28 | 328-32_1 | 328-28 | Gravity | VCP | CIRC |  | 24 | 24 | 0.013 | 0.232 | 344.5 | -16.4 | -17.2 |  |  | 6038302 | 2033079 | 6038082 | 2033346
328-33_328-33_1 | 328-33 | 328-33_1 | Gravity | VCP | CIRC |  | 12 | 12 | 0.013 | 0.215 | 134.5 | -12.651 | -12.94 |  |  | 6038501 | 2033004 | 6038427 | 2033114
328-33_1_328-34 | 328-33_1 | 328-34 | Gravity | VCP | CIRC |  | 12 | 12 | 0.013 | 0.885 | 134.5 | -12.989 | -14.18 |  |  | 6038427 | 2033114 | 6038352 | 2033224
328-34_328-30 | 328-34 | 328-30 | Gravity | VCP | CIRC |  | 12 | 12 | 0.013 | 0.365 | 265.7 | -14.229 | -15.2 |  |  | 6038352 | 2033224 | 6038181 | 2033429
328-36_328-34 | 328-36 | 328-34 | Gravity | VCP | CIRC |  | 10 | 10 | 0.013 | 0.635 | 282.2 | -12.169 | -13.96 |  |  | 6038568 | 2033404 | 6038352 | 2033224
328-38_328-42A | 328-38 | 328-42A | Gravity | VCP | CIRC |  | 24 | 24 | 0.013 | 0.775 | 32.3 | -19.1 | -19.35 |  |  | 6038303.1 | 2033608.6 | 6038321.5 | 2033582.1
328-44_328-52 | 328-44 | 328-52 | Gravity | VCP | CIRC |  | 18 | 18 | 0.013 | 0.732 | 41 | -17.3 | -17.6 |  |  | 6038249 | 2033563 | 6038281 | 2033588
328-48_328-19 | 328-48 | 328-19 | Gravity | RCP | CIRC |  | 39 | 39 | 0.013 | 0.096 | 82 | -14.59 | -14.669 |  |  | 6037972 | 2033153 | 6037920 | 2033216
328-49_328-50 | 328-49 | 328-50 | Gravity | VCP | CIRC |  | 10 | 10 | 0.013 | 0.61 | 131.2 | -4.199 | -5 |  |  | 6037401 | 2033315 | 6037502 | 2033399
328-50_328-16 | 328-50 | 328-16 | Gravity | VCP | CIRC |  | 10 | 10 | 0.013 | 0.601 | 249.3 | -5 | -6.499 |  |  | 6037502 | 2033399 | 6037662 | 2033208
328-51_328-52 | 328-51 | 328-52 | Gravity | VCP | CIRC |  | 24 | 24 | 0.013 | -0.018 | 55.8 | -19.11 | -19.1 |  |  | 6038312 | 2033544 | 6038281 | 2033588
328-52_328-38 | 328-52 | 328-38 | Gravity | VCP | CIRC |  | 24 | 24 | 0.013 | -0.099 | 30.2 | -19.13 | -19.1 |  |  | 6038281 | 2033588 | 6038303.1 | 2033608.6
328-56_328-11 | 328-56 | 328-11 | Gravity | VCP | CIRC |  | 48 | 48 | 0.013 | 1.787 | 68.9 | -15.279 | -16.51 |  |  | 6038239 | 2033517 | 6038325 | 2033576.4
328-11_P328 | 328-11 | P328 | Gravity | VCP | CIRC |  | 48 | 48 | 0.013 | 24.5702 | 14.2042 | -16.51 | -20 |  |  | 6038325 | 2033576.4 | 6038337 | 2033584
328-42A_P328 | 328-42A | P328 | Gravity | VCP | CIRC |  | 48 | 48 | 0.013 | 4.1624 | 15.616 | -19.35 | -20 |  |  | 6038321.5 | 2033582.1 | 6038337 | 2033584
P328_328-WW1_P | P328 | 328-WW1_P | ForceMain | VCP | CIRC |  | 36 | 36 | 0.013 | 0 | 17.1453 | -27 | -27 |  |  | 6038337 | 2033584 | 6038342 | 2033600.4
P328_328-WW2_P | P328 | 328-WW2_P | ForceMain | VCP | CIRC |  | 36 | 36 | 0.013 | 0 | 13.6033 | -27 | -27 |  |  | 6038337 | 2033584 | 6038350.6 | 2033584.3
328-57_328-56 | 328-57 | 328-56 | Gravity | VCP | CIRC |  | 48 | 48 | 0.013 | 0.561 | 9.8 | -15.224 | -15.279 |  |  | 6038245 | 2033509 | 6038239 | 2033517
328-59_328-17 | 328-59 | 328-17 | Gravity | VCP | CIRC |  | 36 | 36 | 0.013 | 0.051 | 390.4 | -14.501 | -14.701 |  |  | 6037652 | 2033537 | 6037902 | 2033237
328-60_328-63 | 328-60 | 328-63 | Gravity | PVC | CIRC |  | 18 | 18 | 0.013 | 0.728 | 312 | -15 | -17.27 |  |  | 6038111.9 | 2033712.5 | 6038234.9 | 2033564.6
328-63_328-44 | 328-63 | 328-44 | Gravity | PVC | CIRC |  | 18 | 18 | 0.013 | 0.3 | 10 | -17.27 | -17.3 |  |  | 6038234.9 | 2033564.6 | 6038249 | 2033563
328-WW1_2_328-WW1_3 | 328-WW1_2 | 328-WW1_3 | ForceMain | VCP | CIRC |  | 36 | 36 | 0.013 | 0 | 10 | -6.5 | -6.5 |  |  | 6038355.4 | 2033611.5 | 6038381.7 | 2033640.5
328-WW1_3_351-IJB1 | 328-WW1_3 | 351-IJB1 | ForceMain | VCP | CIRC |  | 30 | 30 | 0.013 | -0.036 | 2806 | -6.5 | -5.5 |  |  | 6038381.7 | 2033640.5 | 6040907.7 | 2034428.4
328-WW1_P_328_WW1_1 | 328-WW1_P | 328_WW1_1 | ForceMain | VCP | CIRC |  | 36 | 36 | 0.013 | 0 | 12.9 | -27 | -27 |  |  | 6038342 | 2033600.4 | 6038352.3 | 2033608.2
328-WW2_1_328-WW2_2 | 328-WW2_1 | 328-WW2_2 | ForceMain | VCP | CIRC |  | 36 | 36 | 0.013 | -326.426 | 6.3 | -27 | -6.5 |  |  | 6038361.3 | 2033593 | 6038366.3 | 2033596.8
328-WW2_2_328-WW2_3 | 328-WW2_2 | 328-WW2_3 | ForceMain | VCP | CIRC |  | 36 | 36 | 0.013 | 0 | 10 | -6.5 | -6.5 |  |  | 6038366.3 | 2033596.8 | 6038394.3 | 2033622.7
328-WW2_3_351-IJB2 | 328-WW2_3 | 351-IJB2 | ForceMain | VCP | CIRC |  | 33 | 33 | 0.013 | -0.036 | 2784.2 | -6.5 | -5.5 |  |  | 6038394.3 | 2033622.7 | 6040907.9 | 2034414
328-WW2_P_328-WW2_1 | 328-WW2_P | 328-WW2_1 | ForceMain | VCP | CIRC |  | 36 | 36 | 0.013 | 0 | 13.8 | -27 | -27 |  |  | 6038350.6 | 2033584.3 | 6038361.3 | 2033593
328_WW1_1_328-WW1_2 | 328_WW1_1 | 328-WW1_2 | ForceMain | VCP | CIRC |  | 36 | 36 | 0.013 | -452.769 | 4.5 | -27 | -6.5 |  |  | 6038352.3 | 2033608.2 | 6038355.4 | 2033611.5
329-04_328-36 | 329-04 | 328-36 | Gravity | VCP | CIRC |  | 10 | 10 | 0.013 | 0.075 | 262.5 | -11.953 | -12.149 |  |  | 6038781 | 2033555 | 6038568 | 2033404
329-05_329-32 | 329-05 | 329-32 | Gravity | VCP | CIRC |  | 8 | 8 | 0.013 | 0.504 | 160.8 | -10.991 | -11.801 |  |  | 6039059 | 2033667 | 6038911 | 2033606
329-06_329-05 | 329-06 | 329-05 | Gravity | VCP | CIRC |  | 6 | 6 | 0.013 | 0.352 | 128 | -10.62 | -11.07 |  |  | 6038988 | 2033776 | 6039059 | 2033667
329-07_329-06 | 329-07 | 329-06 | Gravity | VCP | CIRC |  | 6 | 6 | 0.013 | 0.113 | 124.7 | -10.43 | -10.571 |  |  | 6038920 | 2033881 | 6038988 | 2033776
329-08_329-07 | 329-08 | 329-07 | Gravity | VCP | CIRC |  | 6 | 6 | 0.013 | 0.095 | 128 | -10.289 | -10.41 |  |  | 6038838 | 2033978 | 6038920 | 2033881
329-09_329-08 | 329-09 | 329-08 | Gravity | VCP | CIRC |  | 6 | 6 | 0.013 | 0.216 | 124.7 | -10.02 | -10.289 |  |  | 6038757 | 2034073 | 6038838 | 2033978
329-32_329-04 | 329-32 | 329-04 | Gravity | VCP | CIRC |  | 10 | 10 | 0.013 | 0.075 | 137.8 | -11.85 | -11.953 |  |  | 6038911 | 2033606 | 6038781 | 2033555
343-22_343-24 | 343-22 | 343-24 | Gravity | VCP | CIRC |  | 8 | 8 | 0.013 | 3.733 | 217 | 108.5 | 100.4 |  |  | 6031615.7 | 2026850.3 | 6031812.7 | 2026759.4
343-23_343-22 | 343-23 | 343-22 | Gravity | VCP | CIRC |  | 8 | 8 | 0.013 | 3.056 | 36 | 109.6 | 108.5 |  |  | 6031582.8 | 2026865.5 | 6031615.7 | 2026850.3
343-24_344-14 | 343-24 | 344-14 | Gravity | VCP | CIRC |  | 8 | 8 | 0.013 | 0.253 | 79 | 100.4 | 100.2 |  |  | 6031812.7 | 2026759.4 | 6031885.4 | 2026727.7
344-09_344-11 | 344-09 | 344-11 | Gravity | VCP | CIRC |  | 8 | 8 | 0.013 | 1.642 | 335 | 99.3 | 93.8 |  |  | 6032013.8 | 2026666 | 6032339.1 | 2026585.6
344-11_365-02 | 344-11 | 365-02 | Gravity | VCP | CIRC |  | 8 | 8 | 0.013 | 6.058 | 158 | 93.8 | 84.229 |  |  | 6032339.1 | 2026585.6 | 6032492 | 2026548
344-14_344-09 | 344-14 | 344-09 | Gravity | VCP | CIRC |  | 8 | 8 | 0.013 | 0.634 | 142 | 100.2 | 99.3 |  |  | 6031885.4 | 2026727.7 | 6032013.8 | 2026666
345-23_345-27 | 345-23 | 345-27 | Gravity | VCP | CIRC |  | 12 | 12 | 0.013 | 0.247 | 393.7 | 14.321 | 13.35 |  |  | 6034075 | 2029066 | 6034326 | 2028764
345-27_346-24 | 345-27 | 346-24 | Gravity | VCP | CIRC |  | 12 | 12 | 0.013 | 0.439 | 282.2 | 13.241 | 12.001 |  |  | 6034326 | 2028764 | 6034543 | 2028946
346-03_346-09 | 346-03 | 346-09 | Gravity | VCP | CIRC |  | 8 | 8 | 0.013 | 0.375 | 383.9 | 12.661 | 11.22 |  |  | 6034870 | 2029725 | 6035116 | 2029432
346-09_367-15 | 346-09 | 367-15 | Gravity | VCP | CIRC |  | 8 | 8 | 0.013 | 0.371 | 528.2 | 11.161 | 9.199 |  |  | 6035116 | 2029432 | 6035455 | 2029028
346-10_367-14 | 346-10 | 367-14 | Gravity | VCP | CIRC |  | 15 | 15 | 0.013 | 0.273 | 528.2 | 8.73 | 7.29 |  |  | 6035104 | 2029418 | 6035442 | 2029013
346-23_346-25 | 346-23 | 346-25 | Gravity | VCP | CIRC |  | 12 | 12 | 0.013 | 0.435 | 100.8 | 10.23 | 9.792 |  |  | 6034855 | 2029204 | 6034930.7 | 2029269.1
346-24_346-23 | 346-24 | 346-23 | Gravity | VCP | CIRC |  | 12 | 12 | 0.013 | 0.439 | 403.5 | 12.001 | 10.23 |  |  | 6034543 | 2028946 | 6034855 | 2029204
346-25_346-10 | 346-25 | 346-10 | Gravity | VCP | CIRC |  | 12 | 12 | 0.013 | 0.435 | 230.6 | 9.792 | 8.789 |  |  | 6034930.7 | 2029269.1 | 6035104 | 2029418
349-01_349-27 | 349-01 | 349-27 | Gravity | VCP | CIRC |  | 10 | 10 | 0.013 | 0.374 | 121.4 | -10.669 | -11.123 |  |  | 6039013 | 2032962 | 6038919 | 2032883
349-02_349-34 | 349-02 | 349-34 | Gravity | VCP | CIRC |  | 10 | 10 | 0.013 | 0.233 | 226.4 | -7.402 | -7.93 |  |  | 6038151 | 2032131 | 6038295 | 2031957
349-03_370-01 | 349-03 | 370-01 | Gravity | VCP | CIRC |  | 10 | 10 | 0.013 | 0.188 | 301.8 | -8.232 | -8.799 |  |  | 6038394 | 2031839 | 6038587 | 2031608
349-04_349-02 | 349-04 | 349-02 | Gravity | VCP | CIRC |  | 10 | 10 | 0.013 | 0.189 | 318.2 | -6.801 | -7.402 |  |  | 6037949 | 2032374 | 6038151 | 2032131
349-11_349-13 | 349-11 | 349-13 | Gravity | VCP | CIRC |  | 21 | 21 | 0.013 | 0.234 | 42.7 | -12 | -12.1 |  |  | 6038878 | 2032064 | 6038882 | 2032106
349-12_349-15 | 349-12 | 349-15 | Gravity | RCP | CIRC |  | 39 | 39 | 0.013 | 0.099 | 459.3 | -13.199 | -13.652 |  |  | 6038871 | 2032073 | 6038577 | 2032425
349-13_349-14 | 349-13 | 349-14 | Gravity | VCP | CIRC |  | 21 | 21 | 0.013 | 0.372 | 403.5 | -12.2 | -13.7 |  |  | 6038882 | 2032106 | 6038647 | 2032431
349-14_349-16 | 349-14 | 349-16 | Gravity | VCP | CIRC |  | 24 | 24 | 0.013 | 0.313 | 128 | -13.7 | -14.1 |  |  | 6038647 | 2032431 | 6038734 | 2032523
349-15_328-20 | 349-15 | 328-20 | Gravity | RCP | CIRC |  | 39 | 39 | 0.013 | 0.099 | 475.7 | -13.652 | -14.121 |  |  | 6038577 | 2032425 | 6038273 | 2032790
349-16_349-18 | 349-16 | 349-18 | Gravity | VCP | CIRC |  | 24 | 24 | 0.013 | 0.347 | 403.5 | -14.1 | -15.5 |  |  | 6038734 | 2032523 | 6038476 | 2032834
349-18_328-32_1 | 349-18 | 328-32_1 | Gravity | VCP | CIRC |  | 24 | 24 | 0.013 | 0.301 | 298.6 | -15.5 | -16.4 |  |  | 6038476 | 2032834 | 6038302 | 2033079
349-19_328-33 | 349-19 | 328-33 | Gravity | VCP | CIRC |  | 12 | 12 | 0.013 | 0.045 | 108.3 | -12.549 | -12.598 |  |  | 6038562 | 2032913 | 6038501 | 2033004
349-20_349-19 | 349-20 | 349-19 | Gravity | VCP | CIRC |  | 10 | 10 | 0.013 | 0.118 | 252.6 | -12.08 | -12.379 |  |  | 6038723 | 2032720 | 6038562 | 2032913
349-27_349-36 | 349-27 | 349-36 | Gravity | VCP | CIRC |  | 10 | 10 | 0.013 | 0.373 | 128 | -11.123 | -11.601 |  |  | 6038919 | 2032883 | 6038821 | 2032801
349-30_349-01 | 349-30 | 349-01 | Gravity | VCP | CIRC |  | 10 | 10 | 0.013 | 0.374 | 128 | -10.19 | -10.669 |  |  | 6039111 | 2033044 | 6039013 | 2032962
349-34_349-03 | 349-34 | 349-03 | Gravity | VCP | CIRC |  | 10 | 10 | 0.013 | 0.26 | 154.2 | -7.831 | -8.232 |  |  | 6038295 | 2031957 | 6038394 | 2031839
349-36_349-20 | 349-36 | 349-20 | Gravity | VCP | CIRC |  | 10 | 10 | 0.013 | 0.374 | 128 | -11.601 | -12.08 |  |  | 6038821 | 2032801 | 6038723 | 2032720
350-01_349-30 | 350-01 | 349-30 | Gravity | VCP | CIRC |  | 10 | 10 | 0.013 | 0.224 | 147.6 | -9.81 | -10.141 |  |  | 6039224 | 2033138 | 6039111 | 2033044
350-04_350-01 | 350-04 | 350-01 | Gravity | VCP | CIRC |  | 8 | 8 | 0.013 | 0.14 | 134.5 | -9.523 | -9.711 |  |  | 6039326 | 2033223 | 6039224 | 2033138
350-05_350-04 | 350-05 | 350-04 | Gravity | VCP | CIRC |  | 10 | 10 | 0.013 | 0.139 | 131.2 | -9.34 | -9.523 |  |  | 6039411 | 2033121 | 6039326 | 2033223
350-06_350-05 | 350-06 | 350-05 | Gravity | VCP | CIRC |  | 10 | 10 | 0.013 | 0.14 | 131.2 | -9.156 | -9.34 |  |  | 6039494 | 2033021 | 6039411 | 2033121
350-07_350-06 | 350-07 | 350-06 | Gravity | VCP | CIRC |  | 10 | 10 | 0.013 | 0.139 | 131.2 | -8.973 | -9.156 |  |  | 6039577 | 2032921 | 6039494 | 2033021
350-08_350-07 | 350-08 | 350-07 | Gravity | VCP | CIRC |  | 8 | 8 | 0.013 | 0.14 | 124.7 | -8.799 | -8.973 |  |  | 6039657 | 2032826 | 6039577 | 2032921
351-IJB1_WWTP | 351-IJB1 | WWTP | Gravity | VCP | CIRC |  | 30 | 30 | 0.013 | 4.944 | 10.1 | -2.5 | -3 |  |  | 6040907.7 | 2034428.4 | 6040915 | 2034421.4
351-IJB2_WWTP | 351-IJB2 | WWTP | Gravity | VCP | CIRC |  | 33 | 33 | 0.013 | 4.876 | 10.3 | -2.5 | -3 |  |  | 6040907.9 | 2034414 | 6040915 | 2034421.4
363-05_364-01 | 363-05 | 364-01 | Gravity | VCP | CIRC |  | 10 | 10 | 0.013 | 8.059 | 285.4 | 208.301 | 185.299 |  |  | 6031218 | 2025168 | 6031359 | 2025415
364-01_364-03 | 364-01 | 364-03 | Gravity | VCP | CIRC |  | 10 | 10 | 0.013 | 3.047 | 216.5 | 185.299 | 178.701 |  |  | 6031359 | 2025415 | 6031493 | 2025584
364-03_364-04 | 364-03 | 364-04 | Gravity | VCP | CIRC |  | 10 | 10 | 0.013 | 9.95 | 285.4 | 178.701 | 150.299 |  |  | 6031493 | 2025584 | 6031693 | 2025788
364-04_364-05 | 364-04 | 364-05 | Gravity | VCP | CIRC |  | 10 | 10 | 0.013 | 9.608 | 301.8 | 150.299 | 121.299 |  |  | 6031693 | 2025788 | 6031906 | 2026002
364-05_364-06 | 364-05 | 364-06 | Gravity | VCP | CIRC |  | 10 | 10 | 0.013 | 5.292 | 298.6 | 121.299 | 105.499 |  |  | 6031906 | 2026002 | 6032129 | 2026204
364-06_365-16 | 364-06 | 365-16 | Gravity | VCP | CIRC |  | 10 | 10 | 0.013 | 4.853 | 249.3 | 105.499 | 93.399 |  |  | 6032129 | 2026204 | 6032308 | 2026379
365-02_365-03 | 365-02 | 365-03 | Gravity | VCP | CIRC |  | 15 | 15 | 0.013 | 5.637 | 124.7 | 84.229 | 77.201 |  |  | 6032492 | 2026548 | 6032591 | 2026623
365-03_365-04 | 365-03 | 365-04 | Gravity | VCP | CIRC |  | 15 | 15 | 0.013 | 2.196 | 82 | 77.201 | 75.4 |  |  | 6032591 | 2026623 | 6032658 | 2026672
365-04_365-05 | 365-04 | 365-05 | Gravity | VCP | CIRC |  | 15 | 15 | 0.013 | 1.057 | 160.8 | 75.4 | 73.701 |  |  | 6032658 | 2026672 | 6032791 | 2026764
365-05_365-06 | 365-05 | 365-06 | Gravity | VCP | CIRC |  | 15 | 15 | 0.013 | 1.016 | 39.4 | 73.701 | 73.301 |  |  | 6032791 | 2026764 | 6032823 | 2026783
365-06_365-07 | 365-06 | 365-07 | Gravity | VCP | CIRC |  | 15 | 15 | 0.013 | 1.277 | 72.2 | 73.301 | 72.379 |  |  | 6032823 | 2026783 | 6032885 | 2026819
365-07_365-08 | 365-07 | 365-08 | Gravity | VCP | CIRC |  | 15 | 15 | 0.013 | 1.28 | 29.5 | 72.379 | 72.001 |  |  | 6032885 | 2026819 | 6032910 | 2026833
365-08_365-09 | 365-08 | 365-09 | Gravity | VCP | CIRC |  | 15 | 15 | 0.013 | 1.044 | 124.7 | 72.001 | 70.699 |  |  | 6032910 | 2026833 | 6033017 | 2026896
365-09_365-10 | 365-09 | 365-10 | Gravity | VCP | CIRC |  | 15 | 15 | 0.013 | 2.62 | 164 | 70.699 | 66.401 |  |  | 6033017 | 2026896 | 6033176 | 2026938
365-10_365-11 | 365-10 | 365-11 | Gravity | VCP | CIRC |  | 15 | 15 | 0.013 | 1.629 | 239.5 | 66.401 | 62.5 |  |  | 6033176 | 2026938 | 6033360 | 2027091
365-11_365-FR1 | 365-11 | 365-FR1 | Gravity | VCP | CIRC |  | 15 | 15 | 0.013 | 1.535 | 167.3 | 62.5 | 59.931 |  |  | 6033360 | 2027091 | 6033494 | 2027193
365-16_365-02 | 365-16 | 365-02 | Gravity | VCP | CIRC |  | 10 | 10 | 0.013 | 3.609 | 252.6 | 93.399 | 84.281 |  |  | 6032308 | 2026379 | 6032492 | 2026548
365-FR1_366-01 | 365-FR1 | 366-01 | Gravity | VCP | CIRC |  | 15 | 15 | 0.013 | 1.557 | 91.9 | 59.931 | 58.501 |  |  | 6033494 | 2027193 | 6033567 | 2027251
366-01_366-02 | 366-01 | 366-02 | Gravity | VCP | CIRC |  | 15 | 15 | 0.013 | 2.825 | 134.5 | 58.501 | 54.701 |  |  | 6033567 | 2027251 | 6033699 | 2027252
366-02_366-03 | 366-02 | 366-03 | Gravity | VCP | CIRC |  | 15 | 15 | 0.013 | 2.7 | 229.7 | 54.701 | 48.501 |  |  | 6033699 | 2027252 | 6033876 | 2027399
366-03_366-04 | 366-03 | 366-04 | Gravity | VCP | CIRC |  | 15 | 15 | 0.013 | 2.458 | 203.4 | 48.501 | 43.501 |  |  | 6033876 | 2027399 | 6034031 | 2027530
366-04_366-05 | 366-04 | 366-05 | Gravity | VCP | CIRC |  | 15 | 15 | 0.013 | 2.526 | 252.6 | 43.501 | 37.119 |  |  | 6034031 | 2027530 | 6034272 | 2027599
366-05_366-FR1 | 366-05 | 366-FR1 | Gravity | VCP | CIRC |  | 15 | 15 | 0.013 | 2.219 | 187 | 36.939 | 32.789 |  |  | 6034272 | 2027599 | 6034414 | 2027719
366-07_366-09 | 366-07 | 366-09 | Gravity | VCP | CIRC |  | 15 | 15 | 0.013 | 1.524 | 242.8 | 28.999 | 25.299 |  |  | 6034546 | 2027828 | 6034732 | 2027983
366-09_366-11 | 366-09 | 366-11 | Gravity | VCP | CIRC |  | 15 | 15 | 0.013 | 1.354 | 236.2 | 25.299 | 22.1 |  |  | 6034732 | 2027983 | 6034913 | 2028133
366-11_367-08 | 366-11 | 367-08 | Gravity | VCP | CIRC |  | 15 | 15 | 0.013 | 1.439 | 236.2 | 22.1 | 18.701 |  |  | 6034913 | 2028133 | 6035094 | 2028283
366-FR1_366-07 | 366-FR1 | 366-07 | Gravity | VCP | CIRC |  | 15 | 15 | 0.013 | 2.222 | 170.6 | 32.789 | 28.999 |  |  | 6034414 | 2027719 | 6034546 | 2027828
367-05_367-13 | 367-05 | 367-13 | Gravity | VCP | CIRC |  | 15 | 15 | 0.013 | 1.1 | 252.6 | 12.579 | 9.8 |  |  | 6035481 | 2028608 | 6035652 | 2028763
367-06_367-05 | 367-06 | 367-05 | Gravity | VCP | CIRC |  | 15 | 15 | 0.013 | 1.118 | 19.7 | 12.799 | 12.579 |  |  | 6035466 | 2028595 | 6035481 | 2028608
367-07_367-06 | 367-07 | 367-06 | Gravity | VCP | CIRC |  | 15 | 15 | 0.013 | 1.002 | 239.5 | 15.2 | 12.799 |  |  | 6035283 | 2028442 | 6035466 | 2028595
367-08_367-07 | 367-08 | 367-07 | Gravity | VCP | CIRC |  | 15 | 15 | 0.013 | 1.423 | 246.1 | 18.701 | 15.2 |  |  | 6035094 | 2028283 | 6035283 | 2028442
367-13_367-14 | 367-13 | 367-14 | Gravity | VCP | CIRC |  | 15 | 15 | 0.013 | 0.592 | 324.8 | 9.731 | 7.808 |  |  | 6035652 | 2028763 | 6035442 | 2029013
367-14_367-30 | 367-14 | 367-30 | Gravity | VCP | CIRC |  | 18 | 18 | 0.013 | 0.514 | 324.8 | 7.149 | 5.479 |  |  | 6035442 | 2029013 | 6035693 | 2029222
367-15_367-19 | 367-15 | 367-19 | Gravity | VCP | CIRC |  | 10 | 10 | 0.013 | 0.445 | 600.4 | 9.199 | 6.529 |  |  | 6035455 | 2029028 | 6035914 | 2029412
367-17_368-02 | 367-17 | 368-02 | Gravity | VCP | CIRC |  | 12 | 12 | 0.013 | 0.751 | 813.6 | 6.211 | 0.098 |  |  | 6035938 | 2029414 | 6036563 | 2029937
367-17_367-18 | 367-17 | 367-18 | Gravity | VCP | CIRC |  | 10 | 10 | 0.013 | 4.399 | 29.5 | 6.22 | 4.921 |  |  | 6035938 | 2029414 | 6035955 | 2029438
367-18_368-39 | 367-18 | 368-39 | Gravity | VCP | CIRC |  | 18 | 18 | 0.013 | 0.653 | 370.7 | 3.75 | 1.329 |  |  | 6035955 | 2029438 | 6036240 | 2029677
367-19_367-17 | 367-19 | 367-17 | Gravity | VCP | CIRC |  | 10 | 10 | 0.013 | 0.597 | 23 | 6.499 | 6.362 |  |  | 6035914 | 2029412 | 6035938 | 2029414
367-30_367-18 | 367-30 | 367-18 | Gravity | VCP | CIRC |  | 18 | 18 | 0.013 | 0.512 | 337.9 | 5.479 | 3.75 |  |  | 6035693 | 2029222 | 6035955 | 2029438
368-02_368-05 | 368-02 | 368-05 | Gravity | VCP | CIRC |  | 12 | 12 | 0.013 | 1.015 | 108.3 | 0.098 | -1.001 |  |  | 6036563 | 2029937 | 6036646 | 2030006
368-03_368-04 | 368-03 | 368-04 | Gravity | VCP | CIRC |  | 18 | 18 | 0.013 | 0.655 | 108.3 | -1.371 | -2.08 |  |  | 6036558 | 2029944 | 6036642 | 2030014
368-04_368-05 | 368-04 | 368-05 | Gravity | VCP | CIRC |  | 18 | 18 | 0.013 | 2.428 | 9.8 | -2.041 | -2.28 |  |  | 6036642 | 2030014 | 6036646 | 2030006
368-05_368-06 | 368-05 | 368-06 | Gravity | VCP | CIRC |  | 18 | 18 | 0.013 | 2.742 | 85.3 | -2.28 | -4.619 |  |  | 6036646 | 2030006 | 6036684 | 2029932
368-06_368-38 | 368-06 | 368-38 | Gravity | VCP | CIRC |  | 18 | 18 | 0.013 | 2.573 | 82 | -4.649 | -6.759 |  |  | 6036684 | 2029932 | 6036738 | 2029869
368-07_368-38 | 368-07 | 368-38 | Gravity | VCP | CIRC |  | 21 | 21 | 0.013 | 0.051 | 39.4 | -7.48 | -7.5 |  |  | 6036727 | 2029829 | 6036738 | 2029869
368-07_368-06 | 368-07 | 368-06 | Gravity | VCP | CIRC |  | 10 | 10 | 0.013 | -0.152 | 111.5 | -0.4 | -0.23 |  |  | 6036727 | 2029829 | 6036684 | 2029932
368-08_368-07 | 368-08 | 368-07 | Gravity | VCP | CIRC |  | 10 | 10 | 0.013 | 0.435 | 91.9 | 0 | -0.4 |  |  | 6036761 | 2029743 | 6036727 | 2029829
368-13_368-08 | 368-13 | 368-08 | Gravity | VCP | CIRC |  | 10 | 10 | 0.013 | -0.026 | 147.6 | 0.03 | 0.069 |  |  | 6036811 | 2029606 | 6036761 | 2029743
368-15_368-07 | 368-15 | 368-07 | Gravity | VCP | CIRC |  | 21 | 21 | 0.013 | 0.331 | 341.2 | -6.001 | -7.129 |  |  | 6036838 | 2029506 | 6036727 | 2029829
368-16_368-13 | 368-16 | 368-13 | Gravity | VCP | CIRC |  | 10 | 10 | 0.013 | 0.109 | 121.4 | 0.23 | 0.098 |  |  | 6036848 | 2029491 | 6036811 | 2029606
368-17_368-15 | 368-17 | 368-15 | Gravity | VCP | CIRC |  | 21 | 21 | 0.013 | 0.436 | 52.5 | -5.65 | -5.879 |  |  | 6036834 | 2029453 | 6036838 | 2029506
368-18_368-16 | 368-18 | 368-16 | Gravity | VCP | CIRC |  | 10 | 10 | 0.013 | 0.185 | 298.6 | 0.801 | 0.249 |  |  | 6036619 | 2029298 | 6036848 | 2029491
368-22_368-17 | 368-22 | 368-17 | Gravity | VCP | CIRC |  | 21 | 21 | 0.013 | 0.178 | 190.3 | -5.361 | -5.699 |  |  | 6036898 | 2029275 | 6036834 | 2029453
368-24_368-27 | 368-24 | 368-27 | Gravity | RCP | CIRC |  | 30 | 30 | 0.013 | 0.16 | 308.4 | -7.989 | -8.481 |  |  | 6036855 | 2029946 | 6037089 | 2030145
368-25_368-26 | 368-25 | 368-26 | Gravity | VCP | CIRC |  | 24 | 24 | 0.013 | 0.073 | 275.6 | -7.749 | -7.949 |  |  | 6036979 | 2030103 | 6037191 | 2030279
368-26_369-02 | 368-26 | 369-02 | Gravity | VCP | CIRC |  | 24 | 24 | 0.013 | 0.078 | 144.4 | -7.949 | -8.061 |  |  | 6037191 | 2030279 | 6037301 | 2030372
368-27_369-37 | 368-27 | 369-37 | Gravity | RCP | CIRC |  | 30 | 30 | 0.013 | 0.045 | 308.4 | -8.52 | -8.66 |  |  | 6037089 | 2030145 | 6037325 | 2030344
368-38_368-38_1 | 368-38 | 368-38_1 | Gravity | VCP | CIRC |  | 21 | 21 | 0.013 | 0.044 | 45.9 | -7.5 | -7.52 |  |  | 6036738 | 2029869 | 6036754 | 2029915
368-38_368-24 | 368-38 | 368-24 | Gravity | RCP | CIRC |  | 30 | 30 | 0.013 | 0.163 | 141.1 | -7.759 | -7.989 |  |  | 6036738 | 2029869 | 6036855 | 2029946
368-38_1_368-25 | 368-38_1 | 368-25 | Gravity | VCP | CIRC |  | 24 | 24 | 0.013 | 0.077 | 298.6 | -7.52 | -7.749 |  |  | 6036754 | 2029915 | 6036979 | 2030103
368-39_368-03 | 368-39 | 368-03 | Gravity | VCP | CIRC |  | 18 | 18 | 0.013 | 0.648 | 416.7 | 1.329 | -1.371 |  |  | 6036240 | 2029677 | 6036558 | 2029944
369-02_369-03 | 369-02 | 369-03 | Gravity | VCP | CIRC |  | 24 | 24 | 0.013 | 0.071 | 68.9 | -8.12 | -8.169 |  |  | 6037301 | 2030372 | 6037353 | 2030415
369-03_369-04 | 369-03 | 369-04 | Gravity | VCP | CIRC |  | 24 | 24 | 0.013 | 0.081 | 423.2 | -8.169 | -8.51 |  |  | 6037353 | 2030415 | 6037677 | 2030689
369-04_369-05 | 369-04 | 369-05 | Gravity | VCP | CIRC |  | 24 | 24 | 0.013 | 0.078 | 423.2 | -8.51 | -8.839 |  |  | 6037677 | 2030689 | 6038001 | 2030962
369-05_369-06 | 369-05 | 369-06 | Gravity | VCP | CIRC |  | 24 | 24 | 0.013 | 0.079 | 252.6 | -8.839 | -9.039 |  |  | 6038001 | 2030962 | 6038193 | 2031126
369-06_369-07 | 369-06 | 369-07 | Gravity | VCP | CIRC |  | 24 | 24 | 0.013 | -0.013 | 180.4 | -9.072 | -9.049 |  |  | 6038193 | 2031126 | 6038331 | 2031241
369-07_369-08 | 369-07 | 369-08 | Gravity | VCP | CIRC |  | 24 | 24 | 0.013 | 0 | 49.2 | -9.049 | -9.049 |  |  | 6038331 | 2031241 | 6038368 | 2031272
369-08_369-09 | 369-08 | 369-09 | Gravity | VCP | CIRC |  | 24 | 24 | 0.013 | 0.732 | 23 | -9.091 | -9.259 |  |  | 6038368 | 2031272 | 6038386 | 2031287
369-09_370-04 | 369-09 | 370-04 | Gravity | VCP | CIRC |  | 24 | 24 | 0.013 | 0.105 | 360.9 | -9.321 | -9.701 |  |  | 6038386 | 2031287 | 6038663 | 2031518
369-09_369-10 | 369-09 | 369-10 | Gravity | RCP | CIRC |  | 39 | 39 | 0.013 | 0.051 | 121.4 | -11.939 | -12.001 |  |  | 6038386 | 2031287 | 6038309 | 2031380
369-10_369-11 | 369-10 | 369-11 | Gravity | RCP | CIRC |  | 39 | 39 | 0.013 | 0.059 | 121.4 | -12.149 | -12.221 |  |  | 6038309 | 2031380 | 6038403 | 2031456
369-11_370-01 | 369-11 | 370-01 | Gravity | RCP | CIRC |  | 39 | 39 | 0.013 | 0.1 | 239.5 | -12.221 | -12.461 |  |  | 6038403 | 2031456 | 6038587 | 2031608
369-13_369-09 | 369-13 | 369-09 | Gravity | RCP | CIRC |  | 39 | 39 | 0.013 | 0.102 | 344.5 | -11.558 | -11.909 |  |  | 6038605 | 2031019 | 6038386 | 2031287
369-14_369-13 | 369-14 | 369-13 | Gravity | RCP | CIRC |  | 39 | 39 | 0.013 | 0.067 | 239.5 | -11.43 | -11.591 |  |  | 6038757 | 2030837 | 6038605 | 2031019
369-18_369-14 | 369-18 | 369-14 | Gravity | RCP | CIRC |  | 39 | 39 | 0.013 | 0.132 | 249.3 | -10.971 | -11.299 |  |  | 6038540 | 2030717 | 6038757 | 2030837
369-23_369-18 | 369-23 | 369-18 | Gravity | RCP | CIRC |  | 39 | 39 | 0.013 | 0.057 | 232.9 | -10.669 | -10.801 |  |  | 6038338 | 2030600 | 6038540 | 2030717
369-31_369-32 | 369-31 | 369-32 | Gravity | RCP | CIRC |  | 39 | 39 | 0.013 | 0.018 | 272.3 | -10.03 | -10.079 |  |  | 6037691 | 2030179 | 6037900 | 2030354
369-32_369-23 | 369-32 | 369-23 | Gravity | RCP | CIRC |  | 39 | 39 | 0.013 | 0.097 | 502 | -10.112 | -10.6 |  |  | 6037900 | 2030354 | 6038338 | 2030600
369-36_369-31 | 369-36 | 369-31 | Gravity | RCP | CIRC |  | 39 | 39 | 0.013 | 0.04 | 173.9 | -9.8 | -9.869 |  |  | 6037556 | 2030066 | 6037691 | 2030179
369-37_369-36 | 369-37 | 369-36 | Gravity | RCP | CIRC |  | 30 | 30 | 0.013 | 0.177 | 360.9 | -8.66 | -9.3 |  |  | 6037325 | 2030344 | 6037556 | 2030066
370-01_370-10A | 370-01 | 370-10A | Gravity | VCP | CIRC |  | 39 | 39 | 0.013 | 0.177 | 117.2 | -12.51 | -12.718 |  |  | 6038587 | 2031608 | 6038679.3 | 2031680.5
370-04_370-08 | 370-04 | 370-08 | Gravity | VCP | CIRC |  | 24 | 24 | 0.013 | 0.23 | 216.5 | -9.6 | -10.098 |  |  | 6038663 | 2031518 | 6038828 | 2031656
370-08_370-09 | 370-08 | 370-09 | Gravity | VCP | CIRC |  | 24 | 24 | 0.013 | 1.812 | 111.5 | -9.879 | -11.9 |  |  | 6038828 | 2031656 | 6038760 | 2031744
370-09_349-12 | 370-09 | 349-12 | Gravity | RCP | CIRC |  | 39 | 39 | 0.013 | 0.086 | 347.8 | -12.9 | -13.199 |  |  | 6038760 | 2031744 | 6038871 | 2032073
370-10A_370-09 | 370-10A | 370-09 | Gravity | VCP | CIRC |  | 39 | 39 | 0.013 | 0.177 | 102.6 | -12.718 | -12.9 |  |  | 6038679.3 | 2031680.5 | 6038760 | 2031744
370-25_370-26 | 370-25 | 370-26 | Gravity | VCP | CIRC |  | 21 | 21 | 0.013 | -0.051 | 196.9 | -11.3 | -11.2 |  |  | 6039989 | 2031551 | 6039875 | 2031713
370-26_370-27 | 370-26 | 370-27 | Gravity | VCP | CIRC |  | 21 | 21 | 0.013 | 0.04 | 252.6 | -11.2 | -11.3 |  |  | 6039875 | 2031713 | 6039655 | 2031589
370-27_370-28 | 370-27 | 370-28 | Gravity | VCP | CIRC |  | 21 | 21 | 0.013 | 0.074 | 134.5 | -11.3 | -11.4 |  |  | 6039655 | 2031589 | 6039541 | 2031515
370-28_370-35 | 370-28 | 370-35 | Gravity | VCP | CIRC |  | 21 | 21 | 0.013 | -0.344 | 203.4 | -11.4 | -10.7 |  |  | 6039541 | 2031515 | 6039340 | 2031546
370-31_370-25 | 370-31 | 370-25 | Gravity | VCP | CIRC |  | 21 | 21 | 0.013 | -0.08 | 124.7 | -11.4 | -11.3 |  |  | 6040091 | 2031623 | 6039989 | 2031551
370-33_349-11 | 370-33 | 349-11 | Gravity | VCP | CIRC |  | 21 | 21 | 0.013 | 0 | 298.6 | -11.8 | -11.8 |  |  | 6039075 | 2031839 | 6038878 | 2032064
370-34_370-33 | 370-34 | 370-33 | Gravity | VCP | CIRC |  | 21 | 21 | 0.013 | 0.357 | 308.4 | -10.7 | -11.8 |  |  | 6039278 | 2031606 | 6039075 | 2031839
370-35_370-34 | 370-35 | 370-34 | Gravity | CIP | CIRC |  | 21 | 21 | 0.013 | 0 | 88.6 | -10.7 | -10.7 |  |  | 6039340 | 2031546 | 6039278 | 2031606
371-32_392-12 | 371-32 | 392-12 | Gravity | VCP | CIRC |  | 10 | 10 | 0.013 | 0.168 | 160.8 | -6.709 | -6.979 |  |  | 6041118 | 2032506 | 6041114 | 2032344
371-33_371-45 | 371-33 | 371-45 | Gravity | VCP | CIRC |  | 10 | 10 | 0.013 | 0.04 | 121.4 | -5.21 | -5.259 |  |  | 6041125 | 2032756 | 6041121 | 2032634
371-34_371-46 | 371-34 | 371-46 | Gravity | VCP | CIRC |  | 10 | 10 | 0.013 | 0.059 | 121.4 | -5.079 | -5.151 |  |  | 6041131 | 2033006 | 6041128 | 2032884
371-35_371-41 | 371-35 | 371-41 | Gravity | VCP | CIRC |  | 8 | 8 | 0.013 | 0.238 | 121.4 | -4.491 | -4.78 |  |  | 6041138 | 2033256 | 6041135 | 2033134
371-41_371-34 | 371-41 | 371-34 | Gravity | VCP | CIRC |  | 10 | 10 | 0.013 | 0.234 | 128 | -4.78 | -5.079 |  |  | 6041135 | 2033134 | 6041131 | 2033006
371-45_371-32 | 371-45 | 371-32 | Gravity | VCP | CIRC |  | 10 | 10 | 0.013 | 1.133 | 128 | -5.259 | -6.709 |  |  | 6041121 | 2032634 | 6041118 | 2032506
371-46_371-33 | 371-46 | 371-33 | Gravity | VCP | CIRC |  | 10 | 10 | 0.013 | 0.023 | 128 | -5.18 | -5.21 |  |  | 6041128 | 2032884 | 6041125 | 2032756
372-08_393-03 | 372-08 | 393-03 | Gravity | VCP | CIRC |  | 8 | 8 | 0.013 | 0.146 | 337.9 | -3.199 | -3.691 |  |  | 6041997 | 2033229 | 6041988 | 2032890
372-09_372-08 | 372-09 | 372-08 | Gravity | VCP | CIRC |  | 10 | 10 | 0.013 | 0.145 | 137.8 | -2.999 | -3.199 |  |  | 6042001 | 2033366 | 6041997 | 2033229
372-21_372-10 | 372-21 | 372-10 | Gravity | VCP | CIRC |  | 8 | 8 | 0.013 | 4.9958 | 39.4928 | -7.528 | -9.501 |  |  | 6042136.2 | 2033431.1 | 6042131.4 | 2033391.9
372-10_372-09 | 372-10 | 372-09 | ForceMain | VCP | CIRC |  | 6 | 6 | 0.013 | -5.356 | 121.4 | -9.501 | -2.999 |  |  | 6042131.4 | 2033391.9 | 6042001 | 2033366
387-12_387-13 | 387-12 | 387-13 | Gravity | VCP | CIRC |  | 21 | 21 | 0.013 | 0.18 | 183.7 | -1.25 | -1.581 |  |  | 6037471 | 2027505 | 6037611 | 2027626
387-12_387-20 | 387-12 | 387-20 | Gravity | VCP | CIRC |  | 18 | 18 | 0.013 | 8.074 | 27 | -1.25 | -3.43 |  |  | 6037471 | 2027505 | 6037450.2 | 2027488.3
387-13_387-NO2 | 387-13 | 387-NO2 | Gravity | VCP | CIRC |  | 21 | 21 | 0.013 | 0.152 | 6.6 | -1.64 | -1.65 |  |  | 6037611 | 2027626 | 6037608 | 2027631
387-14_387-WW1 | 387-14 | 387-WW1 | Gravity | VCP | CIRC |  | 15 | 15 | 0.013 | 0 | 13.1 | -13.399 | -13.399 |  |  | 6037844 | 2027600 | 6037853 | 2027610
387-15_387-WW1 | 387-15 | 387-WW1 | Gravity | VCP | CIRC |  | 15 | 15 | 0.013 | 0.17 | 23 | -13.36 | -13.399 |  |  | 6037869 | 2027633 | 6037853 | 2027610
387-16_387-18 | 387-16 | 387-18 | Gravity | VCP | CIRC |  | 24 | 24 | 0.013 | 0.3 | 45.9 | -13.251 | -13.389 |  |  | 6037814 | 2027590 | 6037848 | 2027620
387-18_387-WW1 | 387-18 | 387-WW1 | Gravity | VCP | CIRC |  | 24 | 24 | 0.013 | 0.102 | 9.8 | -13.389 | -13.399 |  |  | 6037848 | 2027620 | 6037853 | 2027610
387-19_388-21 | 387-19 | 388-21 | Gravity | VCP | CIRC |  | 30 | 30 | 0.013 | 0.151 | 357 | -4 | -4.54 |  |  | 6037207.8 | 2027780.5 | 6036978.4 | 2028054
387-20_387-19 | 387-20 | 387-19 | Gravity | VCP | CIRC |  | 30 | 30 | 0.013 | 0.15 | 380 | -3.43 | -4 |  |  | 6037450.2 | 2027488.3 | 6037207.8 | 2027780.5
387-21_387-15 | 387-21 | 387-15 | Gravity | VCP | CIRC |  | 15 | 15 | 0.013 | 0.164 | 196.9 | -13.038 | -13.36 |  |  | 6038018.2 | 2027761.4 | 6037869 | 2027633
387-NO2_389-09 | 387-NO2 | 389-09 | Gravity | VCP | CIRC |  | 21 | 21 | 0.013 | 0.211 | 498.7 | -1.65 | -2.7 |  |  | 6037608 | 2027631 | 6037375 | 2028073
387-WW1_387-WW1_P | 387-WW1 | 387-WW1_P | Gravity | VCP | CIRC |  | 24 | 24 | 0.013 | 31.6386 | 6.3246 | -13.399 | -15.4 |  |  | 6037853 | 2027610 | 6037847 | 2027612
387-WW1_P_410-NO1 | 387-WW1_P | 410-NO1 | ForceMain | VCP | CIRC |  | 10 | 10 | 0.013 | -1.648 | 711 | -15.4 | -3.681 |  |  | 6037847 | 2027612 | 6038423.5 | 2027957.1
388-21_388-24 | 388-21 | 388-24 | Gravity | VCP | CIRC |  | 30 | 30 | 0.013 | 0.133 | 45 | -4.54 | -4.6 |  |  | 6036978.4 | 2028054 | 6036983.2 | 2028098.8
388-24_389-08 | 388-24 | 389-08 | Gravity | VCP | CIRC |  | 30 | 30 | 0.013 | 0.152 | 230 | -4.6 | -4.95 |  |  | 6036983.2 | 2028098.8 | 6037159.4 | 2028246.2
389-04_389-10 | 389-04 | 389-10 | Gravity | HDPE | CIRC |  | 30 | 30 | 0.013 | 0.182 | 168 | -5.7 | -6.006 |  |  | 6037125.3 | 2028668.6 | 6037285.1 | 2028720.3
389-05_389-22 | 389-05 | 389-22 | Gravity | VCP | CIRC |  | 21 | 21 | 0.013 | 0.18 | 282.2 | -4.341 | -4.849 |  |  | 6037086 | 2028749 | 6036991 | 2029014
389-07_389-18 | 389-07 | 389-18 | Gravity | VCP | CIRC |  | 21 | 21 | 0.013 | 0.21 | 356.2 | -3.291 | -4.039 |  |  | 6037251 | 2028325 | 6037122.1 | 2028656.2
389-07_389-21 | 389-07 | 389-21 | Gravity | VCP | CIRC |  | 30 | 30 | 0.013 | 0.125 | 8 | -5.14 | -5.15 |  |  | 6037251 | 2028325 | 6037256.1 | 2028331.1
389-08_389-07 | 389-08 | 389-07 | Gravity | VCP | CIRC |  | 30 | 30 | 0.013 | 0.157 | 121 | -4.95 | -5.14 |  |  | 6037159.4 | 2028246.2 | 6037251 | 2028325
389-09_389-07 | 389-09 | 389-07 | Gravity | VCP | CIRC |  | 21 | 21 | 0.013 | 0.209 | 282.2 | -2.7 | -3.291 |  |  | 6037375 | 2028073 | 6037251 | 2028325
389-10_389-15 | 389-10 | 389-15 | Gravity | HDPE | CIRC |  | 30 | 30 | 0.013 | 0.183 | 111 | -6.006 | -6.209 |  |  | 6037285.1 | 2028720.3 | 6037371.9 | 2028789.1
389-11_389-12 | 389-11 | 389-12 | Gravity | HDPE | CIRC |  | 30 | 30 | 0.013 | 0.182 | 295 | -6.748 | -7.286 |  |  | 6037610.3 | 2028964.6 | 6037844.9 | 2029144.1
389-12_390-20 | 389-12 | 390-20 | Gravity | HDPE | CIRC |  | 30 | 30 | 0.013 | 0.182 | 370 | -7.286 | -7.96 |  |  | 6037844.9 | 2029144.1 | 6038132 | 2029377
389-13_390-22 | 389-13 | 390-22 | Gravity | RCP | CIRC |  | 33 | 33 | 0.013 | 0.118 | 288.7 | -8.12 | -8.46 |  |  | 6038329 | 2028968 | 6038241 | 2029244
389-15_389-11 | 389-15 | 389-11 | Gravity | HDPE | CIRC |  | 30 | 30 | 0.013 | 0.182 | 296 | -6.209 | -6.748 |  |  | 6037371.9 | 2028789.1 | 6037610.3 | 2028964.6
389-17_389-05 | 389-17 | 389-05 | Gravity | VCP | CIRC |  | 21 | 21 | 0.013 | 0.21 | 89.5 | -4.061 | -4.249 |  |  | 6037118.3 | 2028665.8 | 6037086 | 2028749
389-17_389-04 | 389-17 | 389-04 | Gravity | VCP | CIRC |  | 30 | 30 | 0.013 | 2 | 7 | -5.56 | -5.7 |  |  | 6037118.3 | 2028665.8 | 6037125.3 | 2028668.6
389-18_389-17 | 389-18 | 389-17 | Gravity | VCP | CIRC |  | 21 | 21 | 0.013 | 0.212 | 10.4 | -4.039 | -4.061 |  |  | 6037122.1 | 2028656.2 | 6037118.3 | 2028665.8
389-19_389-04 | 389-19 | 389-04 | Gravity | VCP | CIRC |  | 30 | 30 | 0.013 | 0.147 | 129 | -5.51 | -5.7 |  |  | 6037171.9 | 2028548.3 | 6037125.3 | 2028668.6
389-21_389-19 | 389-21 | 389-19 | Gravity | VCP | CIRC |  | 30 | 30 | 0.013 | 0.155 | 233 | -5.15 | -5.51 |  |  | 6037256.1 | 2028331.1 | 6037171.9 | 2028548.3
389-22_368-22 | 389-22 | 368-22 | Gravity | VCP | CIRC |  | 21 | 21 | 0.013 | 0.184 | 278.9 | -4.849 | -5.361 |  |  | 6036991 | 2029014 | 6036898 | 2029275
390-20_390-21 | 390-20 | 390-21 | Gravity | RCP | CIRC |  | 33 | 33 | 0.013 | 0.074 | 403.5 | -8.68 | -8.98 |  |  | 6038132 | 2029377 | 6037872 | 2029688
390-21_369-36 | 390-21 | 369-36 | Gravity | RCP | CIRC |  | 33 | 33 | 0.013 | 0.102 | 492.1 | -8.98 | -9.48 |  |  | 6037872 | 2029688 | 6037556 | 2030066
390-22_390-20 | 390-22 | 390-20 | Gravity | RCP | CIRC |  | 33 | 33 | 0.013 | 0.129 | 170.6 | -8.46 | -8.68 |  |  | 6038241 | 2029244 | 6038132 | 2029377
391-14_391-15 | 391-14 | 391-15 | Gravity | VCP | CIRC |  | 21 | 21 | 0.013 | -1.262 | 118.1 | -12.09 | -10.6 |  |  | 6040433 | 2031100 | 6040365 | 2031194
391-15_391-16 | 391-15 | 391-16 | Gravity | VCP | CIRC |  | 21 | 21 | 0.013 | -0.218 | 45.9 | -10.6 | -10.5 |  |  | 6040365 | 2031194 | 6040362 | 2031242
391-16_391-17 | 391-16 | 391-17 | Gravity | VCP | CIRC |  | 21 | 21 | 0.013 | 0 | 232.9 | -10.5 | -10.5 |  |  | 6040362 | 2031242 | 6040226 | 2031433
391-17_370-31 | 391-17 | 370-31 | Gravity | VCP | CIRC |  | 21 | 21 | 0.013 | 0.386 | 232.9 | -10.5 | -11.4 |  |  | 6040226 | 2031433 | 6040091 | 2031623
391-20_391-14 | 391-20 | 391-14 | Gravity | VCP | CIRC |  | 21 | 21 | 0.013 | 0.513 | 154.2 | -11.26 | -12.051 |  |  | 6040554 | 2031196 | 6040433 | 2031100
392-03_392-51 | 392-03 | 392-51 | Gravity | VCP | CIRC |  | 21 | 21 | 0.013 | -0.29 | 137.8 | -10.899 | -10.499 |  |  | 6040778 | 2031355 | 6040666 | 2031275
392-04_392-03 | 392-04 | 392-03 | Gravity | VCP | CIRC |  | 18 | 18 | 0.013 | 0.384 | 187 | -10.161 | -10.879 |  |  | 6040887 | 2031202 | 6040778 | 2031355
392-05_392-03 | 392-05 | 392-03 | Gravity | VCP | CIRC |  | 15 | 15 | 0.013 | 0.062 | 157.5 | -9.482 | -9.58 |  |  | 6040907 | 2031447 | 6040778 | 2031355
392-06_392-05 | 392-06 | 392-05 | Gravity | VCP | CIRC |  | 15 | 15 | 0.013 | 0.01 | 98.4 | -9.37 | -9.38 |  |  | 6040850 | 2031528 | 6040907 | 2031447
392-07_392-06 | 392-07 | 392-06 | Gravity | VCP | CIRC |  | 10 | 10 | 0.013 | 0.071 | 275.6 | -7.674 | -7.871 |  |  | 6040692 | 2031751 | 6040850 | 2031528
392-08_392-07 | 392-08 | 392-07 | Gravity | VCP | CIRC |  | 10 | 10 | 0.013 | 0.072 | 246.1 | -7.498 | -7.674 |  |  | 6040550 | 2031951 | 6040692 | 2031751
392-09_392-10 | 392-09 | 392-10 | Gravity | VCP | CIRC |  | 10 | 10 | 0.013 | 0.071 | 219.8 | -7.177 | -7.334 |  |  | 6040942 | 2032173 | 6040750 | 2032065
392-10_392-08 | 392-10 | 392-08 | Gravity | VCP | CIRC |  | 10 | 10 | 0.013 | 0.071 | 229.7 | -7.334 | -7.498 |  |  | 6040750 | 2032065 | 6040550 | 2031951
392-11_392-09 | 392-11 | 392-09 | Gravity | VCP | CIRC |  | 10 | 10 | 0.013 | 0.071 | 164 | -7.06 | -7.177 |  |  | 6041084 | 2032252 | 6040942 | 2032173
392-12_392-11 | 392-12 | 392-11 | Gravity | VCP | CIRC |  | 10 | 10 | 0.013 | 0.168 | 95.1 | -6.979 | -7.139 |  |  | 6041114 | 2032344 | 6041084 | 2032252
392-13_371-32 | 392-13 | 371-32 | Gravity | VCP | CIRC |  | 10 | 10 | 0.013 | 0.206 | 226.4 | -6.242 | -6.709 |  |  | 6041346 | 2032500 | 6041118 | 2032506
392-14_392-13 | 392-14 | 392-13 | Gravity | VCP | CIRC |  | 10 | 10 | 0.013 | 0.207 | 223.1 | -5.781 | -6.242 |  |  | 6041568 | 2032495 | 6041346 | 2032500
392-15_392-33 | 392-15 | 392-33 | Gravity | VCP | CIRC |  | 10 | 10 | 0.013 | 0.235 | 111.2 | -5 | -5.261 |  |  | 6041574 | 2032735 | 6041571.2 | 2032623.5
392-16_392-43 | 392-16 | 392-43 | Gravity | VCP | CIRC |  | 10 | 10 | 0.013 | 0.154 | 170.6 | -4.669 | -4.931 |  |  | 6041817 | 2032477 | 6041648 | 2032490
392-23_392-42 | 392-23 | 392-42 | Gravity | VCP | CIRC |  | 8 | 8 | 0.013 | -0.032 | 150.9 | -4.619 | -4.57 |  |  | 6041559 | 2032030 | 6041437 | 2031943
392-26_392-28 | 392-26 | 392-28 | Gravity | VCP | CIRC |  | 10 | 10 | 0.013 | 0.132 | 259.2 | -6.109 | -6.45 |  |  | 6041338 | 2031873 | 6041128 | 2031724
392-27_392-26 | 392-27 | 392-26 | Gravity | VCP | CIRC |  | 10 | 10 | 0.013 | 0.76 | 337.9 | -3.471 | -6.04 |  |  | 6041143 | 2032149 | 6041338 | 2031873
392-28_392-29 | 392-28 | 392-29 | Gravity | VCP | CIRC |  | 10 | 10 | 0.013 | 0.133 | 249.3 | -6.45 | -6.781 |  |  | 6041128 | 2031724 | 6040923 | 2031579
392-29_392-06 | 392-29 | 392-06 | Gravity | VCP | CIRC |  | 10 | 10 | 0.013 | 2.878 | 88.6 | -6.821 | -9.37 |  |  | 6040923 | 2031579 | 6040850 | 2031528
392-33_392-14 | 392-33 | 392-14 | Gravity | PVC | CIRC |  | 10 | 10 | 0.013 | 0.234 | 128.3 | -5.261 | -5.561 |  |  | 6041571.2 | 2032623.5 | 6041568 | 2032495
392-42_392-26 | 392-42 | 392-26 | Gravity | VCP | CIRC |  | 8 | 8 | 0.013 | 1.162 | 121.4 | -4.649 | -6.06 |  |  | 6041437 | 2031943 | 6041338 | 2031873
392-43_392-14 | 392-43 | 392-14 | Gravity | VCP | CIRC |  | 10 | 10 | 0.013 | 1.036 | 82 | -4.98 | -5.83 |  |  | 6041648 | 2032490 | 6041568 | 2032495
392-51_391-20 | 392-51 | 391-20 | Gravity | VCP | CIRC |  | 21 | 21 | 0.013 | 0.515 | 137.8 | -10.551 | -11.26 |  |  | 6040666 | 2031275 | 6040554 | 2031196
393-01_392-16 | 393-01 | 392-16 | Gravity | VCP | CIRC |  | 8 | 8 | 0.013 | -0.052 | 131.2 | -4.76 | -4.692 |  |  | 6041838 | 2032606 | 6041817 | 2032477
393-02_393-01 | 393-02 | 393-01 | Gravity | VCP | CIRC |  | 8 | 8 | 0.013 | 0.568 | 144.4 | -3.829 | -4.649 |  |  | 6041893 | 2032739 | 6041838 | 2032606
393-03_393-02 | 393-03 | 393-02 | Gravity | VCP | CIRC |  | 8 | 8 | 0.013 | 0.039 | 177.2 | -3.76 | -3.829 |  |  | 6041988 | 2032890 | 6041893 | 2032739
393-07_393-11 | 393-07 | 393-11 | Gravity | VCP | CIRC |  | 8 | 8 | 0.013 | 0.327 | 244.8 | -3.8 | -4.6 |  |  | 6042594.5 | 2033512.1 | 6042356.9 | 2033462.4
393-08_393-07 | 393-08 | 393-07 | Gravity | VCP | CIRC |  | 8 | 8 | 0.013 | 0.305 | 262.2 | -3 | -3.8 |  |  | 6042855.4 | 2033538.1 | 6042594.5 | 2033512.1
393-11_372-21 | 393-11 | 372-21 | Gravity | VCP | CIRC |  | 8 | 8 | 0.013 | 1.313 | 223 | -4.6 | -7.528 |  |  | 6042356.9 | 2033462.4 | 6042136.2 | 2033431.1
404-04_404-05 | 404-04 | 404-05 | Gravity | CIP | CIRC |  | 8 | 8 | 0.013 | 5.831 | 943 | 347.3 | 292.318 |  |  | 6030781.5 | 2021116.4 | 6031669.8 | 2021332
404-05_425-10 | 404-05 | 425-10 | Gravity | VCP | CIRC |  | 8 | 8 | 0.013 | 2.655 | 189 | 292.318 | 287.3 |  |  | 6031669.8 | 2021332 | 6031854.2 | 2021313.6
409-02_409-03 | 409-02 | 409-03 | Gravity | VCP | CIRC |  | 21 | 21 | 0.013 | 0.163 | 68.9 | 0.581 | 0.469 |  |  | 6037227 | 2026876 | 6037280 | 2026921
409-03_409-04 | 409-03 | 409-04 | Gravity | VCP | CIRC |  | 21 | 21 | 0.013 | 0.222 | 45.9 | 0.41 | 0.308 |  |  | 6037280 | 2026921 | 6037315 | 2026952
409-04_409-05 | 409-04 | 409-05 | Gravity | VCP | CIRC |  | 21 | 21 | 0.013 | 0.212 | 78.7 | 0.308 | 0.141 |  |  | 6037315 | 2026952 | 6037375 | 2027004
409-04_409-26 | 409-04 | 409-26 | Gravity | VCP | CIRC |  | 18 | 18 | 0.013 | 20.154 | 13 | 0.31 | -2.31 |  |  | 6037315 | 2026952 | 6037314.9 | 2026966.3
409-05_409-07 | 409-05 | 409-07 | Gravity | VCP | CIRC |  | 21 | 21 | 0.013 | 0.223 | 157.5 | 0.141 | -0.21 |  |  | 6037375 | 2027004 | 6037493 | 2027107
409-05_409-25 | 409-05 | 409-25 | Gravity | VCP | CIRC |  | 18 | 18 | 0.013 | 23.273 | 11 | 0.14 | -2.42 |  |  | 6037375 | 2027004 | 6037367.9 | 2027012.3
409-07_409-09 | 409-07 | 409-09 | Gravity | VCP | CIRC |  | 21 | 21 | 0.013 | 0.215 | 219.8 | -0.21 | -0.683 |  |  | 6037493 | 2027107 | 6037658.6 | 2027250.3
409-07_409-24 | 409-07 | 409-24 | Gravity | VCP | CIRC |  | 18 | 18 | 0.013 | 22.273 | 11 | -0.21 | -2.66 |  |  | 6037493 | 2027107 | 6037485.6 | 2027115.5
409-08_387-12 | 409-08 | 387-12 | Gravity | VCP | CIRC |  | 21 | 21 | 0.013 | 0.178 | 315 | -0.689 | -1.25 |  |  | 6037671 | 2027261 | 6037471 | 2027505
409-09_409-27 | 409-09 | 409-27 | Gravity | VCP | CIRC |  | 30 | 30 | 0.013 | 0 | 11 | 0 | 0 |  |  | 6037658.6 | 2027250.3 | 6037651.2 | 2027258.7
409-09_409-08 | 409-09 | 409-08 | Gravity | VCP | CIRC |  | 21 | 21 | 0.013 | 0.219 | 16.4 | -0.683 | -0.719 |  |  | 6037658.6 | 2027250.3 | 6037671 | 2027261
409-17_409-02 | 409-17 | 409-02 | Gravity | VCP | CIRC |  | 21 | 21 | 0.013 | 0.238 | 180.4 | 1.138 | 0.709 |  |  | 6037346 | 2026740 | 6037227 | 2026876
409-18_409-17 | 409-18 | 409-17 | Gravity | VCP | CIRC |  | 18 | 18 | 0.013 | 0.237 | 380.6 | 2.041 | 1.138 |  |  | 6037592 | 2026448 | 6037346 | 2026740
409-24_409-27 | 409-24 | 409-27 | Gravity | VCP | CIRC |  | 30 | 30 | 0.013 | 0.146 | 219 | -2.66 | -2.98 |  |  | 6037485.6 | 2027115.5 | 6037651.2 | 2027258.7
409-25_409-24 | 409-25 | 409-24 | Gravity | VCP | CIRC |  | 30 | 30 | 0.013 | 0.154 | 156 | -2.42 | -2.66 |  |  | 6037367.9 | 2027012.3 | 6037485.6 | 2027115.5
409-26_409-25 | 409-26 | 409-25 | Gravity | VCP | CIRC |  | 30 | 30 | 0.013 | 0.157 | 70 | -2.31 | -2.42 |  |  | 6037314.9 | 2026966.3 | 6037367.9 | 2027012.3
409-27_387-20 | 409-27 | 387-20 | Gravity | VCP | CIRC |  | 30 | 30 | 0.013 | 0.148 | 305 | -2.98 | -3.43 |  |  | 6037651.2 | 2027258.7 | 6037450.2 | 2027488.3
410-01_387-14 | 410-01 | 387-14 | Gravity | VCP | CIRC |  | 15 | 15 | 0.013 | 0.132 | 203.4 | -13.13 | -13.399 |  |  | 6037953 | 2027430 | 6037844 | 2027600
410-01_410-27 | 410-01 | 410-27 | Gravity | VCP | CIRC |  | 24 | 24 | 0.013 | 0.059 | 65.6 | -13.13 | -13.169 |  |  | 6037953 | 2027430 | 6037893 | 2027476
410-03_410-01 | 410-03 | 410-01 | Gravity | VCP | CIRC |  | 15 | 15 | 0.013 | 0.198 | 141.1 | -12.851 | -13.13 |  |  | 6038029 | 2027312 | 6037953 | 2027430
410-04_410-01 | 410-04 | 410-01 | Gravity | VCP | CIRC |  | 18 | 18 | 0.013 | 0.137 | 88.6 | -13.009 | -13.13 |  |  | 6038033 | 2027415 | 6037953 | 2027430
410-05_410-04 | 410-05 | 410-04 | Gravity | VCP | CIRC |  | 18 | 18 | 0.013 | 0.145 | 95.1 | -12.871 | -13.009 |  |  | 6038121 | 2027436 | 6038033 | 2027415
410-06_387-21 | 410-06 | 387-21 | Gravity | VCP | CIRC |  | 15 | 15 | 0.013 | 0.163 | 275.5 | -12.589 | -13.038 |  |  | 6038227 | 2027941 | 6038018.2 | 2027761.4
410-07_410-06 | 410-07 | 410-06 | Gravity | VCP | CIRC |  | 15 | 15 | 0.013 | 0.164 | 164 | -12.32 | -12.589 |  |  | 6038391 | 2027958 | 6038227 | 2027941
410-07_410-08 | 410-07 | 410-08 | Gravity | VCP | CIRC |  | 12 | 12 | 0.013 | 2.718 | 36.1 | -4.19 | -5.171 |  |  | 6038391 | 2027958 | 6038422 | 2027974
410-08_410-09 | 410-08 | 410-09 | Gravity | RCP | CIRC |  | 33 | 33 | 0.013 | 0.193 | 502 | -6.55 | -7.52 |  |  | 6038422 | 2027974 | 6038377 | 2028475
410-09_389-13 | 410-09 | 389-13 | Gravity | RCP | CIRC |  | 33 | 33 | 0.013 | 0.121 | 495.4 | -7.52 | -8.12 |  |  | 6038377 | 2028475 | 6038329 | 2028968
410-14_410-NO1 | 410-14 | 410-NO1 | Gravity | VCP | CIRC |  | 30 | 30 | 0.013 | 0.133 | 284.8 | -6.17 | -6.55 |  |  | 6038449 | 2027674 | 6038423.5 | 2027957.1
410-15_410-07 | 410-15 | 410-07 | Gravity | VCP | CIRC |  | 15 | 15 | 0.013 | 0.139 | 242.8 | -11.982 | -12.32 |  |  | 6038632 | 2027973 | 6038391 | 2027958
410-21_410-23 | 410-21 | 410-23 | Gravity | VCP | CIRC |  | 15 | 15 | 0.013 | -0.035 | 121.4 | -11.811 | -11.768 |  |  | 6038877 | 2027968 | 6038755 | 2027971
410-23_410-15 | 410-23 | 410-15 | Gravity | VCP | CIRC |  | 15 | 15 | 0.013 | 0.141 | 121.4 | -11.811 | -11.982 |  |  | 6038755 | 2027971 | 6038632 | 2027973
410-26_410-05 | 410-26 | 410-05 | Gravity | VCP | CIRC |  | 18 | 18 | 0.013 | 0.134 | 292 | -12.48 | -12.871 |  |  | 6038414 | 2027463 | 6038121 | 2027436
410-27_387-16 | 410-27 | 387-16 | Gravity | VCP | CIRC |  | 24 | 24 | 0.013 | 0.062 | 131.2 | -13.169 | -13.251 |  |  | 6037893 | 2027476 | 6037814 | 2027590
410-NO1_410-08 | 410-NO1 | 410-08 | Gravity | VCP | CIRC |  | 30 | 30 | 0.013 | 0.276 | 17 | -6.511 | -6.558 |  |  | 6038423.5 | 2027957.1 | 6038422 | 2027974
413-01_392-04 | 413-01 | 392-04 | Gravity | VCP | CIRC |  | 18 | 18 | 0.013 | 0.14 | 337.9 | -9.678 | -10.151 |  |  | 6041082 | 2030926 | 6040887 | 2031202
413-02_413-01 | 413-02 | 413-01 | Gravity | VCP | CIRC |  | 18 | 18 | 0.013 | -0.076 | 249.3 | -9.921 | -9.731 |  |  | 6041227 | 2030722 | 6041082 | 2030926
413-03_413-39 | 413-03 | 413-39 | Gravity | VCP | CIRC |  | 18 | 18 | 0.013 | 0.091 | 295.3 | -9.741 | -10.01 |  |  | 6041453 | 2030402 | 6041283 | 2030643
413-11_413-35 | 413-11 | 413-35 | Gravity | VCP | CIRC |  | 10 | 10 | 0.013 | 0.265 | 121.4 | -7.5 | -7.822 |  |  | 6041286 | 2031071 | 6041186 | 2031000
413-12_413-36 | 413-12 | 413-36 | Gravity | VCP | CIRC |  | 10 | 10 | 0.013 | -0.1 | 121.4 | -7.011 | -6.89 |  |  | 6041490 | 2031215 | 6041390 | 2031145
413-26_413-37 | 413-26 | 413-37 | Gravity | VCP | CIRC |  | 10 | 10 | 0.013 | 0.855 | 121.4 | -2.53 | -3.568 |  |  | 6041898 | 2031504 | 6041798 | 2031433
413-33_413-34 | 413-33 | 413-34 | Gravity | VCP | CIRC |  | 10 | 10 | 0.013 | 0.855 | 121.4 | -4.661 | -5.699 |  |  | 6041694 | 2031360 | 6041594 | 2031289
413-34_413-12 | 413-34 | 413-12 | Gravity | VCP | CIRC |  | 10 | 10 | 0.013 | 0.977 | 128 | -5.751 | -7.001 |  |  | 6041594 | 2031289 | 6041490 | 2031215
413-35_413-01 | 413-35 | 413-01 | Gravity | VCP | CIRC |  | 10 | 10 | 0.013 | 0.398 | 128 | -7.89 | -8.399 |  |  | 6041186 | 2031000 | 6041082 | 2030926
413-36_413-11 | 413-36 | 413-11 | Gravity | VCP | CIRC |  | 10 | 10 | 0.013 | 0.392 | 128 | -6.919 | -7.421 |  |  | 6041390 | 2031145 | 6041286 | 2031071
413-37_413-33 | 413-37 | 413-33 | Gravity | VCP | CIRC |  | 10 | 10 | 0.013 | 0.854 | 128 | -3.568 | -4.661 |  |  | 6041798 | 2031433 | 6041694 | 2031360
413-39_413-02 | 413-39 | 413-02 | Gravity | VCP | CIRC |  | 18 | 18 | 0.013 | -0.09 | 98.4 | -10.069 | -9.98 |  |  | 6041283 | 2030643 | 6041227 | 2030722
425-01_446-18 | 425-01 | 446-18 | Gravity | VCP | CIRC |  | 8 | 8 | 0.013 | 0.964 | 151.1 | 260.958 | 259.501 |  |  | 6032216.1 | 2020587.4 | 6032267 | 2020443
425-07_425-17 | 425-07 | 425-17 | Gravity | VCP | CIRC |  | 8 | 8 | 0.013 | 1.26 | 55.8 | 278.301 | 277.598 |  |  | 6032075 | 2021121 | 6032065 | 2021065
425-08_425-07 | 425-08 | 425-07 | Gravity | VCP | CIRC |  | 8 | 8 | 0.013 | 1.128 | 177.2 | 280.299 | 278.301 |  |  | 6032103 | 2021297 | 6032075 | 2021121
425-09_425-08 | 425-09 | 425-08 | Gravity | VCP | CIRC |  | 6 | 6 | 0.013 | 11.757 | 321.5 | 318.1 | 280.299 |  |  | 6032079 | 2021619 | 6032103 | 2021297
425-10_425-08 | 425-10 | 425-08 | Gravity | VCP | CIRC |  | 8 | 8 | 0.013 | 2.839 | 249 | 287.3 | 280.23 |  |  | 6031854.2 | 2021313.6 | 6032103 | 2021297
425-17_425-18 | 425-17 | 425-18 | Gravity | VCP | CIRC |  | 8 | 8 | 0.013 | 1.067 | 252.6 | 277.598 | 274.902 |  |  | 6032065 | 2021065 | 6032025 | 2020815
425-18_425-33 | 425-18 | 425-33 | Gravity | VCP | CIRC |  | 8 | 8 | 0.013 | 4.456 | 213.3 | 274.902 | 265.4 |  |  | 6032025 | 2020815 | 6032227 | 2020745
425-33_425-37 | 425-33 | 425-37 | Gravity | VCP | CIRC |  | 8 | 8 | 0.013 | 3.453 | 98.4 | 265.4 | 262.001 |  |  | 6032227 | 2020745 | 6032157 | 2020675
425-37_425-01 | 425-37 | 425-01 | Gravity | VCP | CIRC |  | 8 | 8 | 0.013 | 0.965 | 108.1 | 262.001 | 260.958 |  |  | 6032157 | 2020675 | 6032216.1 | 2020587.4
428-02_24th_15 | 428-02 | 24th_15 | Gravity | VCP | CIRC |  | 8 | 8 | 0.013 | 3.331 | 18.2 | 50.299 | 49.692 |  |  | 6035019 | 2024971 | 6035032.9 | 2024983.4
430-02_409-18 | 430-02 | 409-18 | Gravity | VCP | CIRC |  | 18 | 18 | 0.013 | 0.213 | 337.9 | 2.779 | 2.06 |  |  | 6037811 | 2026189 | 6037592 | 2026448
430-03_430-02 | 430-03 | 430-02 | Gravity | VCP | CIRC |  | 18 | 18 | 0.013 | 0.21 | 347.8 | 3.51 | 2.779 |  |  | 6038034 | 2025922 | 6037811 | 2026189
430-08_430-31 | 430-08 | 430-31 | Gravity | VCP | CIRC |  | 8 | 8 | 0.013 | 1.314 | 147 | 10.4 | 8.468 |  |  | 6037782.2 | 2025683.3 | 6037771.9 | 2025830.5
430-11_430-03 | 430-11 | 430-03 | Gravity | VCP | CIRC |  | 18 | 18 | 0.013 | 0.251 | 147.6 | 3.95 | 3.579 |  |  | 6038128 | 2025809 | 6038034 | 2025922
430-12_430-11 | 430-12 | 430-11 | Gravity | VCP | CIRC |  | 18 | 18 | 0.013 | 0.245 | 147.6 | 4.311 | 3.95 |  |  | 6038221 | 2025696 | 6038128 | 2025809
430-27-S1W_430-27_2 | 430-27-S1W | 430-27_2 | Gravity | VCP | CIRC |  | 21 | 21 | 0.013 | 5.224 | 50.4 | -1.1 | -3.733 |  |  | 6038932 | 2026066.5 | 6038908.1 | 2026109.4
430-27_430-27_1 | 430-27 | 430-27_1 | Gravity | VCP | CIRC |  | 18 | 18 | 0.013 | 5.224 | 50.4 | -1.1 | -3.733 |  |  | 6038932 | 2026066 | 6038906.1 | 2026107.3
430-27_1_430-35 | 430-27_1 | 430-35 | Gravity | VCP | CIRC |  | 18 | 18 | 0.013 | -5.431 | 44.8 | -3.733 | -1.3 |  |  | 6038906.1 | 2026107.3 | 6038883 | 2026144
430-27_2_430-35 | 430-27_2 | 430-35 | Gravity | VCP | CIRC |  | 21 | 21 | 0.013 | -5.537 | 43.9 | -3.733 | -1.3 |  |  | 6038908.1 | 2026109.4 | 6038883 | 2026144
430-29_431-04 | 430-29 | 431-04 | Gravity | VCP | CIRC |  | 24 | 24 | 0.013 | 0.296 | 347.8 | -1.85 | -2.88 |  |  | 6038784 | 2026298 | 6038596 | 2026591
430-30_430-27 | 430-30 | 430-27 | Gravity | RCP | CIRC |  | 24 | 24 | 0.013 | 0.117 | 85.3 | -1 | -1.1 |  |  | 6038976 | 2025993 | 6038932 | 2026066
430-31_430-32 | 430-31 | 430-32 | Gravity | VCP | CIRC |  | 8 | 8 | 0.013 | 1.605 | 92 | 8.468 | 6.991 |  |  | 6037771.9 | 2025830.5 | 6037858.2 | 2025861.7
430-32_24th_02 | 430-32 | 24th_02 | Gravity | VCP | CIRC |  | 8 | 8 | 0.013 | 1.605 | 76 | 6.991 | 5.771 |  |  | 6037858.2 | 2025861.7 | 6037926 | 2025895
430-35_430-29 | 430-35 | 430-29 | Gravity | VCP | CIRC |  | 24 | 24 | 0.013 | 0.299 | 183.7 | -1.3 | -1.85 |  |  | 6038883 | 2026144 | 6038784 | 2026298
430-NO2_431-03 | 430-NO2 | 431-03 | Gravity | VCP | CIRC |  | 15 | 15 | 0.013 | 0.121 | 213.3 | -10.341 | -10.6 |  |  | 6038946 | 2026604 | 6038743 | 2026665
431-01_410-03 | 431-01 | 410-03 | Gravity | VCP | CIRC |  | 15 | 15 | 0.013 | 0.204 | 318.2 | -12.201 | -12.851 |  |  | 6038201 | 2027044 | 6038029 | 2027312
431-02_431-01 | 431-02 | 431-01 | Gravity | VCP | CIRC |  | 15 | 15 | 0.013 | 0.189 | 318.2 | -11.601 | -12.201 |  |  | 6038373 | 2026776 | 6038201 | 2027044
431-03_431-02 | 431-03 | 431-02 | Gravity | VCP | CIRC |  | 15 | 15 | 0.013 | 0.259 | 387.1 | -10.6 | -11.601 |  |  | 6038743 | 2026665 | 6038373 | 2026776
431-04_431-05 | 431-04 | 431-05 | Gravity | VCP | CIRC |  | 24 | 24 | 0.013 | 0.325 | 351 | -2.88 | -4.02 |  |  | 6038596 | 2026591 | 6038516 | 2026932
431-05_431-06 | 431-05 | 431-06 | Gravity | VCP | CIRC |  | 24 | 24 | 0.013 | 0.302 | 347.8 | -4.02 | -5.07 |  |  | 6038516 | 2026932 | 6038485 | 2027279
431-06_431-06_S1P | 431-06 | 431-06_S1P | Gravity | VCP | CIRC |  | 24 | 24 | 0.013 | 10.6 | 9.434 | -5.07 | -6.07 |  |  | 6038485 | 2027279 | 6038484.2 | 2027288.4
431-06_S1_431-07 | 431-06_S1 | 431-07 | Gravity | VCP | CIRC |  | 24 | 24 | 0.013 | -2.448 | 48.2 | -7.2 | -6.02 |  |  | 6038479.2 | 2027345.2 | 6038475 | 2027393
431-06_S1P_431-06_S1 | 431-06_S1P | 431-06_S1 | Gravity | VCP | CIRC |  | 24 | 24 | 0.013 | 1.697 | 66.6 | -6.07 | -7.2 |  |  | 6038484.2 | 2027288.4 | 6038479.2 | 2027345.2
431-07_410-14 | 431-07 | 410-14 | Gravity | VCP | CIRC |  | 30 | 30 | 0.013 | 0.053 | 282.2 | -6.02 | -6.17 |  |  | 6038475 | 2027393 | 6038449 | 2027674
431-16_431-19 | 431-16 | 431-19 | Gravity | VCP | CIRC |  | 15 | 15 | 0.013 | -0.033 | 121.4 | -11.89 | -11.85 |  |  | 6039127 | 2027963 | 6039005 | 2027966
431-19_410-21 | 431-19 | 410-21 | Gravity | VCP | CIRC |  | 15 | 15 | 0.013 | -0.03 | 128 | -11.85 | -11.811 |  |  | 6039005 | 2027966 | 6038877 | 2027968
431-20_431-16 | 431-20 | 431-16 | Gravity | VCP | CIRC |  | 15 | 15 | 0.013 | -0.03 | 128 | -11.929 | -11.89 |  |  | 6039255 | 2027962 | 6039127 | 2027963
431-24_431-28 | 431-24 | 431-28 | Gravity | VCP | CIRC |  | 18 | 18 | 0.013 | 0.115 | 278.9 | -11.69 | -12.011 |  |  | 6038830 | 2027237 | 6038547 | 2027242
431-25_431-24 | 431-25 | 431-24 | Gravity | VCP | CIRC |  | 18 | 18 | 0.013 | 0.11 | 298.6 | -11.362 | -11.69 |  |  | 6039131 | 2027227 | 6038830 | 2027237
431-26_431-25 | 431-26 | 431-25 | Gravity | VCP | CIRC |  | 18 | 18 | 0.013 | 0.111 | 298.6 | -11.03 | -11.362 |  |  | 6039438 | 2027227 | 6039131 | 2027227
431-27_431-26 | 431-27 | 431-26 | Gravity | VCP | CIRC |  | 18 | 18 | 0.013 | 0.111 | 298.6 | -10.699 | -11.03 |  |  | 6039741 | 2027208 | 6039438 | 2027227
431-28_431-29 | 431-28 | 431-29 | Gravity | VCP | CIRC |  | 18 | 18 | 0.013 | 0.127 | 124.7 | -12.011 | -12.169 |  |  | 6038547 | 2027242 | 6038428 | 2027222
431-29_410-26 | 431-29 | 410-26 | Gravity | VCP | CIRC |  | 18 | 18 | 0.013 | 0.13 | 239.5 | -12.169 | -12.48 |  |  | 6038428 | 2027222 | 6038414 | 2027463
432-04_432-16 | 432-04 | 432-16 | Gravity | VCP | CIRC |  | 15 | 15 | 0.013 | 0.135 | 246.1 | -10.269 | -10.6 |  |  | 6040377 | 2027880 | 6040141 | 2027944
432-08_432-22 | 432-08 | 432-22 | Gravity | VCP | CIRC |  | 15 | 15 | 0.013 | -0.008 | 124.7 | -10.581 | -10.571 |  |  | 6039889 | 2027950 | 6039764 | 2027951
432-09_432-21 | 432-09 | 432-21 | Gravity | VCP | CIRC |  | 15 | 15 | 0.013 | 0.266 | 124.7 | -10.928 | -11.26 |  |  | 6039627 | 2027953 | 6039503 | 2027955
432-10_431-20 | 432-10 | 431-20 | Gravity | VCP | CIRC |  | 15 | 15 | 0.013 | 0.262 | 121.4 | -11.591 | -11.909 |  |  | 6039377 | 2027959 | 6039255 | 2027962
432-16_432-08 | 432-16 | 432-08 | Gravity | VCP | CIRC |  | 15 | 15 | 0.013 | -0.008 | 252.6 | -10.6 | -10.581 |  |  | 6040141 | 2027944 | 6039889 | 2027950
432-21_432-10 | 432-21 | 432-10 | Gravity | VCP | CIRC |  | 15 | 15 | 0.013 | 0.259 | 128 | -11.26 | -11.591 |  |  | 6039503 | 2027955 | 6039377 | 2027959
432-22_432-09 | 432-22 | 432-09 | Gravity | VCP | CIRC |  | 15 | 15 | 0.013 | 0.259 | 137.8 | -10.571 | -10.928 |  |  | 6039764 | 2027951 | 6039627 | 2027953
433-08_434-05 | 433-08 | 434-05 | Gravity | VCP | CIRC |  | 18 | 18 | 0.013 | -0.718 | 111.5 | -9.8 | -8.999 |  |  | 6041790 | 2029876 | 6041836 | 2029978
433-09_433-08 | 433-09 | 433-08 | Gravity | VCP | CIRC |  | 18 | 18 | 0.013 | 0.383 | 331.4 | -8.15 | -9.419 |  |  | 6042010 | 2029631 | 6041790 | 2029876
434-01_434-08 | 434-01 | 434-08 | Gravity | VCP | CIRC |  | 18 | 18 | 0.013 | 0.122 | 147.6 | -9.239 | -9.419 |  |  | 6041747 | 2030061 | 6041639 | 2030163
434-05_434-01 | 434-05 | 434-01 | Gravity | VCP | CIRC |  | 18 | 18 | 0.013 | 0.114 | 121.4 | -9.101 | -9.239 |  |  | 6041836 | 2029978 | 6041747 | 2030061
434-08_413-03 | 434-08 | 413-03 | Gravity | VCP | CIRC |  | 18 | 18 | 0.013 | 0.09 | 301.8 | -9.469 | -9.741 |  |  | 6041639 | 2030163 | 6041453 | 2030402
446-12_467-03 | 446-12 | 467-03 | Gravity | VCP | CIRC |  | 8 | 8 | 0.013 | 5.252 | 272.3 | 187.3 | 172.999 |  |  | 6032683 | 2019561 | 6032859 | 2019354
446-13_446-12 | 446-13 | 446-12 | Gravity | VCP | CIRC |  | 8 | 8 | 0.013 | 8.31 | 36.1 | 190.299 | 187.3 |  |  | 6032673 | 2019596 | 6032683 | 2019561
446-18_446-19 | 446-18 | 446-19 | Gravity | VCP | CIRC |  | 8 | 8 | 0.013 | 1.029 | 262.5 | 259.501 | 256.801 |  |  | 6032267 | 2020443 | 6032327 | 2020185
446-19_446-20 | 446-19 | 446-20 | Gravity | VCP | CIRC |  | 8 | 8 | 0.013 | 0.983 | 101.7 | 256.801 | 255.801 |  |  | 6032327 | 2020185 | 6032427 | 2020201
446-20_446-21 | 446-20 | 446-21 | Gravity | VCP | CIRC |  | 8 | 8 | 0.013 | 1.735 | 190.3 | 255.801 | 252.5 |  |  | 6032427 | 2020201 | 6032484 | 2020022
446-21_446-22 | 446-21 | 446-22 | Gravity | VCP | CIRC |  | 8 | 8 | 0.013 | 15.866 | 239.5 | 252.5 | 214.501 |  |  | 6032484 | 2020022 | 6032617 | 2019822
446-22_446-13 | 446-22 | 446-13 | Gravity | VCP | CIRC |  | 8 | 8 | 0.013 | 10.39 | 232.9 | 214.501 | 190.299 |  |  | 6032617 | 2019822 | 6032673 | 2019596
447-01_425-09 | 447-01 | 425-09 | Gravity | VCP | CIRC |  | 6 | 6 | 0.013 | 10.852 | 82 | 327.001 | 318.1 |  |  | 6032073 | 2021702 | 6032079 | 2021619
447-02_447-01 | 447-02 | 447-01 | Gravity | VCP | CIRC |  | 8 | 8 | 0.013 | 3.047 | 91.9 | 329.8 | 327.001 |  |  | 6032066 | 2021793 | 6032073 | 2021702
447-03_447-02 | 447-03 | 447-02 | Gravity | VCP | CIRC |  | 8 | 8 | 0.013 | 3.52 | 275.6 | 339.501 | 329.8 |  |  | 6031996 | 2022061 | 6032066 | 2021793
447-04_447-03 | 447-04 | 447-03 | Gravity | VCP | CIRC |  | 8 | 8 | 0.013 | 1.115 | 134.5 | 341.001 | 339.501 |  |  | 6031986 | 2022195 | 6031996 | 2022061
450-11_451-06 | 450-11 | 451-06 | Gravity | VCP | CIRC |  | 8 | 8 | 0.013 | 1.064 | 416.7 | 17.031 | 12.598 |  |  | 6037739 | 2024573 | 6038114 | 2024756
451-06_451-12 | 451-06 | 451-12 | Gravity | VCP | CIRC |  | 8 | 8 | 0.013 | 0.676 | 206.7 | 12.598 | 11.201 |  |  | 6038114 | 2024756 | 6038301 | 2024847
451-09_451-16 | 451-09 | 451-16 | Gravity | VCP | CIRC |  | 8 | 8 | 0.013 | 0.926 | 265.7 | 9.902 | 7.441 |  |  | 6038490 | 2024939 | 6038717 | 2025077
451-12_451-09 | 451-12 | 451-09 | Gravity | VCP | CIRC |  | 8 | 8 | 0.013 | 0.619 | 210 | 11.201 | 9.902 |  |  | 6038301 | 2024847 | 6038490 | 2024939
451-13_430-12 | 451-13 | 430-12 | Gravity | VCP | CIRC |  | 18 | 18 | 0.013 | 0.249 | 252.6 | 4.941 | 4.311 |  |  | 6038385 | 2025502 | 6038221 | 2025696
451-14_451-13 | 451-14 | 451-13 | Gravity | VCP | CIRC |  | 18 | 18 | 0.013 | 0.251 | 239.5 | 5.541 | 4.941 |  |  | 6038534 | 2025312 | 6038385 | 2025502
451-15_451-14 | 451-15 | 451-14 | Gravity | VCP | CIRC |  | 18 | 18 | 0.013 | 0.248 | 108.3 | 5.81 | 5.541 |  |  | 6038600 | 2025227 | 6038534 | 2025312
451-16_451-15 | 451-16 | 451-15 | Gravity | VCP | CIRC |  | 18 | 18 | 0.013 | 0.295 | 190.3 | 6.381 | 5.82 |  |  | 6038717 | 2025077 | 6038600 | 2025227
451-17_451-16 | 451-17 | 451-16 | Gravity | VCP | CIRC |  | 18 | 18 | 0.013 | 0.288 | 246.1 | 7.119 | 6.411 |  |  | 6038870 | 2024886 | 6038717 | 2025077
453-07_453-08 | 453-07 | 453-08 | Gravity | VCP | CIRC |  | 15 | 15 | 0.013 | 0.136 | 154.2 | -9.741 | -9.951 |  |  | 6040699 | 2027653 | 6040592 | 2027767
453-08_432-04 | 453-08 | 432-04 | Gravity | VCP | CIRC |  | 15 | 15 | 0.013 | 0.129 | 246.1 | -9.951 | -10.269 |  |  | 6040592 | 2027767 | 6040377 | 2027880
453-12_453-07 | 453-12 | 453-07 | Gravity | VCP | CIRC |  | 15 | 15 | 0.013 | 0.263 | 187 | -9.029 | -9.521 |  |  | 6040756 | 2027476 | 6040699 | 2027653
453-13_453-12 | 453-13 | 453-12 | Gravity | VCP | CIRC |  | 15 | 15 | 0.013 | 0.258 | 131.2 | -8.691 | -9.029 |  |  | 6040814 | 2027360 | 6040756 | 2027476
453-27_431-27 | 453-27 | 431-27 | Gravity | VCP | CIRC |  | 18 | 18 | 0.013 | 0.11 | 298.6 | -10.371 | -10.699 |  |  | 6040029 | 2027111 | 6039741 | 2027208
453-28_453-27 | 453-28 | 453-27 | Gravity | VCP | CIRC |  | 18 | 18 | 0.013 | 0.112 | 288.7 | -10.049 | -10.371 |  |  | 6040262 | 2026956 | 6040029 | 2027111
453-29_453-28 | 453-29 | 453-28 | Gravity | VCP | CIRC |  | 18 | 18 | 0.013 | 0.11 | 298.6 | -9.721 | -10.049 |  |  | 6040496 | 2026787 | 6040262 | 2026956
454-01_433-09 | 454-01 | 433-09 | Gravity | VCP | CIRC |  | 18 | 18 | 0.013 | -0.287 | 344.5 | -9.039 | -8.051 |  |  | 6042232 | 2029370 | 6042010 | 2029631
454-07_454-01 | 454-07 | 454-01 | Gravity | VCP | CIRC |  | 18 | 18 | 0.013 | 0.226 | 128 | -8.661 | -8.95 |  |  | 6042313 | 2029272 | 6042232 | 2029370
455-02_454-07 | 455-02 | 454-07 | Gravity | VCP | CIRC |  | 18 | 18 | 0.013 | 0.389 | 295.3 | -7.441 | -8.589 |  |  | 6042507 | 2029050 | 6042313 | 2029272
455-03_455-02 | 455-03 | 455-02 | Gravity | VCP | CIRC |  | 18 | 18 | 0.013 | 0.269 | 141.1 | -6.949 | -7.329 |  |  | 6042588 | 2028935 | 6042507 | 2029050
455-04_455-03 | 455-04 | 455-03 | Gravity | VCP | CIRC |  | 18 | 18 | 0.013 | 0.267 | 298.6 | -6.152 | -6.949 |  |  | 6042759 | 2028692 | 6042588 | 2028935
467-01_467-02 | 467-01 | 467-02 | Gravity | VCP | CIRC |  | 12 | 12 | 0.013 | 11.398 | 315 | 216.099 | 180.2 |  |  | 6032641 | 2019015 | 6032836 | 2019264
467-02_467-03 | 467-02 | 467-03 | Gravity | VCP | CIRC |  | 12 | 12 | 0.013 | 7.839 | 91.9 | 180.2 | 172.999 |  |  | 6032836 | 2019264 | 6032859 | 2019354
467-03_467-04 | 467-03 | 467-04 | Gravity | VCP | CIRC |  | 15 | 15 | 0.013 | 5.187 | 308.4 | 172.999 | 157.001 |  |  | 6032859 | 2019354 | 6033159 | 2019287
467-04_467-05 | 467-04 | 467-05 | Gravity | VCP | CIRC |  | 15 | 15 | 0.013 | 1.837 | 255.9 | 157.001 | 152.3 |  |  | 6033159 | 2019287 | 6033413 | 2019290
467-05_467-06 | 467-05 | 467-06 | Gravity | VCP | CIRC |  | 15 | 15 | 0.013 | 5.479 | 242.8 | 152.3 | 138.999 |  |  | 6033413 | 2019290 | 6033631 | 2019187
467-06_510-13 | 467-06 | 510-13 | Gravity | VCP | CIRC |  | 15 | 15 | 0.013 | 1 | 620.1 | 138.999 | 132.799 |  |  | 6033631 | 2019187 | 6034193 | 2019413
471-02_471-05 | 471-02 | 471-05 | Gravity | VCP | CIRC |  | 10 | 10 | 0.013 | 0.75 | 426.5 | 31.699 | 28.501 |  |  | 6037170 | 2023834 | 6037552 | 2024026
471-02_471-03 | 471-02 | 471-03 | Gravity | VCP | CIRC |  | 8 | 8 | 0.013 | 1.13 | 286 | 31.699 | 28.468 |  |  | 6037170 | 2023834 | 6037427.9 | 2023958.8
471-03_471-04 | 471-03 | 471-04 | Gravity | VCP | CIRC |  | 8 | 8 | 0.013 | 1.13 | 132 | 28.468 | 26.977 |  |  | 6037427.9 | 2023958.8 | 6037546 | 2024016.8
471-04_471-06 | 471-04 | 471-06 | Gravity | VCP | CIRC |  | 8 | 8 | 0.013 | 1.13 | 347 | 26.977 | 23.057 |  |  | 6037546 | 2024016.8 | 6037857.7 | 2024168.4
471-05_471-08 | 471-05 | 471-08 | Gravity | VCP | CIRC |  | 10 | 10 | 0.013 | 1.134 | 397 | 28.501 | 23.999 |  |  | 6037552 | 2024026 | 6037908 | 2024198
471-06_471-07 | 471-06 | 471-07 | Gravity | VCP | CIRC |  | 8 | 8 | 0.013 | 1.13 | 70 | 23.057 | 22.266 |  |  | 6037857.7 | 2024168.4 | 6037920.5 | 2024199
471-07_471-09 | 471-07 | 471-09 | Gravity | VCP | CIRC |  | 8 | 8 | 0.013 | 2.115 | 13 | 23.766 | 23.491 |  |  | 6037920.5 | 2024199 | 6037914 | 2024210
471-07_471-11 | 471-07 | 471-11 | Gravity | VCP | CIRC |  | 8 | 8 | 0.013 | 1.13 | 60 | 22.266 | 21.588 |  |  | 6037920.5 | 2024199 | 6037970.4 | 2024231.9
471-08_471-09 | 471-08 | 471-09 | Gravity | VCP | CIRC |  | 10 | 10 | 0.013 | 3.871 | 13.1 | 23.999 | 23.491 |  |  | 6037908 | 2024198 | 6037914 | 2024210
471-09_450-11 | 471-09 | 450-11 | Gravity | VCP | CIRC |  | 8 | 8 | 0.013 | 1.697 | 403.5 | 23.96 | 17.11 |  |  | 6037914 | 2024210 | 6037739 | 2024573
471-09_472-22 | 471-09 | 472-22 | Gravity | VCP | CIRC |  | 6 | 6 | 0.013 | 1.167 | 418 | 23.491 | 18.615 |  |  | 6037914 | 2024210 | 6038291.1 | 2024392.3
471-11_471-12 | 471-11 | 471-12 | Gravity | VCP | CIRC |  | 8 | 8 | 0.013 | 1.129 | 150 | 21.588 | 19.894 |  |  | 6037970.4 | 2024231.9 | 6038107.6 | 2024290
471-12_472-02 | 471-12 | 472-02 | Gravity | VCP | CIRC |  | 8 | 8 | 0.013 | 1.13 | 210 | 19.894 | 17.522 |  |  | 6038107.6 | 2024290 | 6038296.2 | 2024381.5
472-01_451-17 | 472-01 | 451-17 | Gravity | VCP | CIRC |  | 18 | 18 | 0.013 | 0.289 | 180.4 | 7.641 | 7.119 |  |  | 6038981 | 2024744 | 6038870 | 2024886
472-02_472-22 | 472-02 | 472-22 | Gravity | VCP | CIRC |  | 6 | 6 | 0.013 | 3.433 | 12 | 19.022 | 18.61 |  |  | 6038296.2 | 2024381.5 | 6038291.1 | 2024392.3
472-02_472-03 | 472-02 | 472-03 | Gravity | VCP | CIRC |  | 8 | 8 | 0.013 | 1.13 | 418 | 17.522 | 12.799 |  |  | 6038296.2 | 2024381.5 | 6038671.8 | 2024564.3
472-03_472-23 | 472-03 | 472-23 | Gravity | VCP | CIRC |  | 6 | 6 | 0.013 | 3.527 | 15 | 13.799 | 13.27 |  |  | 6038671.8 | 2024564.3 | 6038665.1 | 2024578.1
472-03_472-04 | 472-03 | 472-04 | Gravity | VCP | CIRC |  | 8 | 8 | 0.013 | 1.13 | 362 | 12.799 | 8.71 |  |  | 6038671.8 | 2024564.3 | 6038997 | 2024722
472-04_472-01 | 472-04 | 472-01 | Gravity | VCP | CIRC |  | 18 | 18 | 0.013 | 0.301 | 26.2 | 7.72 | 7.641 |  |  | 6038997 | 2024722 | 6038981 | 2024744
472-05_472-04 | 472-05 | 472-04 | Gravity | VCP | CIRC |  | 15 | 15 | 0.013 | 0.25 | 255.9 | 8.36 | 7.72 |  |  | 6039157 | 2024520 | 6038997 | 2024722
472-06_472-05 | 472-06 | 472-05 | Gravity | VCP | CIRC |  | 15 | 15 | 0.013 | 0.252 | 298.6 | 9.111 | 8.36 |  |  | 6039343 | 2024285 | 6039157 | 2024520
472-07_472-06 | 472-07 | 472-06 | Gravity | VCP | CIRC |  | 15 | 15 | 0.013 | 0.243 | 177.2 | 9.541 | 9.111 |  |  | 6039453 | 2024148 | 6039343 | 2024285
472-08_472-07 | 472-08 | 472-07 | Gravity | VCP | CIRC |  | 15 | 15 | 0.013 | 0.251 | 210 | 10.069 | 9.541 |  |  | 6039593 | 2023990 | 6039453 | 2024148
472-22_451-06 | 472-22 | 451-06 | Gravity | VCP | CIRC |  | 6 | 6 | 0.013 | 1.486 | 405 | 18.615 | 12.598 |  |  | 6038291.1 | 2024392.3 | 6038114 | 2024756
472-22_472-23 | 472-22 | 472-23 | Gravity | VCP | CIRC |  | 6 | 6 | 0.013 | 1.279 | 418 | 18.615 | 13.27 |  |  | 6038291.1 | 2024392.3 | 6038665.1 | 2024578.1
472-23_451-09 | 472-23 | 451-09 | Gravity | VCP | CIRC |  | 6 | 6 | 0.013 | 0.84 | 401 | 13.27 | 9.902 |  |  | 6038665.1 | 2024578.1 | 6038490 | 2024939
472-23_472-01 | 472-23 | 472-01 | Gravity | VCP | CIRC |  | 6 | 6 | 0.013 | 1.279 | 362 | 13.27 | 8.641 |  |  | 6038665.1 | 2024578.1 | 6038981 | 2024744
474-21_474-22 | 474-21 | 474-22 | Gravity | VCP | CIRC |  | 18 | 18 | 0.013 | 0.124 | 200.1 | -8.599 | -8.848 |  |  | 6041324 | 2026170 | 6041149 | 2026300
474-22_474-23 | 474-22 | 474-23 | Gravity | VCP | CIRC |  | 18 | 18 | 0.013 | 0.111 | 246.1 | -8.848 | -9.121 |  |  | 6041149 | 2026300 | 6040944 | 2026450
474-23_474-24 | 474-23 | 474-24 | Gravity | VCP | CIRC |  | 18 | 18 | 0.013 | 0.113 | 246.1 | -9.121 | -9.4 |  |  | 6040944 | 2026450 | 6040736 | 2026605
474-24_453-29 | 474-24 | 453-29 | Gravity | VCP | CIRC |  | 18 | 18 | 0.013 | 0.108 | 298.6 | -9.4 | -9.721 |  |  | 6040736 | 2026605 | 6040496 | 2026787
474-27_474-21 | 474-27 | 474-21 | Gravity | VCP | CIRC |  | 18 | 18 | 0.013 | 0.12 | 216.5 | -8.34 | -8.599 |  |  | 6041548 | 2025976 | 6041324 | 2026170
475-11_475-12 | 475-11 | 475-12 | Gravity | VCP | CIRC |  | 15 | 15 | 0.013 | 0.185 | 147.6 | -8.622 | -8.895 |  |  | 6043168 | 2027476 | 6043081 | 2027597
475-12_475-31 | 475-12 | 475-31 | Gravity | VCP | CIRC |  | 15 | 15 | 0.013 | 0.185 | 137.8 | -8.895 | -9.15 |  |  | 6043081 | 2027597 | 6043193 | 2027677
475-13_475-35 | 475-13 | 475-35 | Gravity | VCP | CIRC |  | 10 | 10 | 0.013 | 0.15 | 85.3 | -6.161 | -6.289 |  |  | 6042981 | 2027739 | 6043031 | 2027669
475-15_475-13 | 475-15 | 475-13 | Gravity | VCP | CIRC |  | 8 | 8 | 0.013 | 0.106 | 341.2 | -5.63 | -5.991 |  |  | 6042816 | 2028039 | 6042981 | 2027739
475-26_475-WW3 | 475-26 | 475-WW3 | Gravity | VCP | CIRC |  | 15.3 | 15.3 | 0.013 | 1.883 | 108.3 | -8.061 | -10.1 |  |  | 6043310 | 2027759 | 6043218.5 | 2027695
475-27_475-26 | 475-27 | 475-26 | Gravity | VCP | CIRC |  | 10 | 10 | 0.013 | 0.203 | 78.7 | -7.1 | -7.26 |  |  | 6043353 | 2027824 | 6043310 | 2027759
475-29_475-31 | 475-29 | 475-31 | Gravity | PVC | CIRC |  | 24 | 24 | 0.013 | 0.545 | 29.5 | -9.239 | -9.4 |  |  | 6043211 | 2027652 | 6043193 | 2027677
475-31_475-WW2 | 475-31 | 475-WW2 | Gravity | VCP | CIRC |  | 14.5 | 14.5 | 0.013 | 2.715 | 29.5 | -9.199 | -10 |  |  | 6043193 | 2027677 | 6043217.2 | 2027693.8
475-35_475-12 | 475-35 | 475-12 | Gravity | VCP | CIRC |  | 10 | 10 | 0.013 | 2.064 | 88.6 | -6.391 | -8.219 |  |  | 6043031 | 2027669 | 6043081 | 2027597
475-WW1_475-WW1_P | 475-WW1 | 475-WW1_P | Gravity | VCP | CIRC |  | 18 | 18 | 0.013 | 0.1594 | 13.1746 | -10.15 | -10.171 |  |  | 6043221.4 | 2027693.1 | 6043214 | 2027704
475-WW1_P_LP-28 | 475-WW1_P | LP-28 | ForceMain | VCP | CIRC |  | 10 | 10 | 0.013 | -0.369 | 1089.2 | -10.171 | -6.152 |  |  | 6043214 | 2027704 | 6042765.3 | 2028704.7
475-WW2_475-WW1 | 475-WW2 | 475-WW1 | Gravity | VCP | CIRC |  | 18 | 18 | 0.013 | 2.83 | 5.3 | -10 | -10.15 |  |  | 6043217.2 | 2027693.8 | 6043221.4 | 2027693.1
475-WW3_475-WW1 | 475-WW3 | 475-WW1 | Gravity | VCP | CIRC |  | 18 | 18 | 0.013 | 0.943 | 5.3 | -10.1 | -10.15 |  |  | 6043218.5 | 2027695 | 6043221.4 | 2027693.1
476-03_475-27 | 476-03 | 475-27 | Gravity | VCP | CIRC |  | 8 | 8 | 0.013 | 0.122 | 82 | -6.931 | -7.031 |  |  | 6043399 | 2027892 | 6043353 | 2027824
476-04_476-03 | 476-04 | 476-03 | Gravity | VCP | CIRC |  | 8 | 8 | 0.013 | 0.206 | 269 | -6.377 | -6.931 |  |  | 6043602 | 2028067 | 6043399 | 2027892
476-05_476-04 | 476-05 | 476-04 | Gravity | VCP | CIRC |  | 8 | 8 | 0.013 | 0.205 | 101.7 | -6.168 | -6.377 |  |  | 6043683 | 2028005 | 6043602 | 2028067
476-06_476-05 | 476-06 | 476-05 | Gravity | VCP | CIRC |  | 8 | 8 | 0.013 | 0.206 | 98.4 | -5.965 | -6.168 |  |  | 6043765 | 2028058 | 6043683 | 2028005
476-07_476-06 | 476-07 | 476-06 | Gravity | VCP | CIRC |  | 8 | 8 | 0.013 | 0.206 | 177.2 | -5.6 | -5.965 |  |  | 6043912 | 2028155 | 6043765 | 2028058
476-08_476-11 | 476-08 | 476-11 | Gravity | VCP | CIRC |  | 8 | 8 | 0.013 | 0.274 | 23 | -5.098 | -5.161 |  |  | 6044073 | 2028259 | 6044054 | 2028247
476-09_476-08 | 476-09 | 476-08 | Gravity | VCP | CIRC |  | 8 | 8 | 0.013 | 0.224 | 298.6 | -4.419 | -5.089 |  |  | 6044338 | 2028394 | 6044073 | 2028259
476-10_476-09 | 476-10 | 476-09 | Gravity | VCP | CIRC |  | 8 | 8 | 0.013 | 0.226 | 265.7 | -3.819 | -4.419 |  |  | 6044575 | 2028519 | 6044338 | 2028394
476-11_476-07 | 476-11 | 476-07 | Gravity | VCP | CIRC |  | 8 | 8 | 0.013 | 0.188 | 170.6 | -5.21 | -5.531 |  |  | 6044054 | 2028247 | 6043912 | 2028155
493-08_472-08 | 493-08 | 472-08 | Gravity | VCP | CIRC |  | 15 | 15 | 0.013 | 0.247 | 275.6 | 10.751 | 10.069 |  |  | 6039777 | 2023786 | 6039593 | 2023990
493-09_493-08 | 493-09 | 493-08 | Gravity | VCP | CIRC |  | 15 | 15 | 0.013 | 0.252 | 213.3 | 11.309 | 10.771 |  |  | 6039918 | 2023625 | 6039777 | 2023786
493-10_493-09 | 493-10 | 493-09 | Gravity | VCP | CIRC |  | 15 | 15 | 0.013 | 0.252 | 354.3 | 12.201 | 11.309 |  |  | 6040150 | 2023358 | 6039918 | 2023625
494-01_514-15 | 494-01 | 514-15 | Gravity | VCP | CIRC |  | 15 | 15 | 0.013 | 0.25 | 111.5 | 13.35 | 13.071 |  |  | 6040452 | 2023018 | 6040379 | 2023100
494-02_494-03 | 494-02 | 494-03 | Gravity | VCP | CIRC |  | 24 | 24 | 0.013 | 0 | 134.5 | 8.99 | 8.99 |  |  | 6040182 | 2023331 | 6040277 | 2023425
494-03_494-14 | 494-03 | 494-14 | Gravity | VCP | CIRC |  | 24 | 24 | 0.013 | 0.363 | 82 | 8.799 | 8.501 |  |  | 6040277 | 2023425 | 6040342 | 2023476
494-04_BM58 | 494-04 | BM58 | Gravity | VCP | CIRC |  | 24 | 24 | 0.013 | 6.1 | 9 | 7.949 | 7.4 |  |  | 6040457 | 2023574 | 6040451.8 | 2023582
494-11_494-04 | 494-11 | 494-04 | ForceMain | PVC | CIRC |  | 18 | 18 | 0.013 | -0.617 | 288.7 | 6.9 | 8.681 |  |  | 6040684 | 2023573 | 6040457 | 2023574
494-14_494-04 | 494-14 | 494-04 | Gravity | VCP | CIRC |  | 24 | 24 | 0.013 | 0.366 | 150.9 | 8.501 | 7.949 |  |  | 6040342 | 2023476 | 6040457 | 2023574
495-08_495-13 | 495-08 | 495-13 | Gravity | VCP | CIRC |  | 18 | 18 | 0.013 | 0.122 | 180.4 | -7.31 | -7.53 |  |  | 6042152 | 2025395 | 6041999 | 2025511
495-09_495-08 | 495-09 | 495-08 | Gravity | VCP | CIRC |  | 18 | 18 | 0.013 | 0.122 | 196.9 | -7.07 | -7.31 |  |  | 6042281 | 2025265 | 6042152 | 2025395
495-11_474-27 | 495-11 | 474-27 | Gravity | VCP | CIRC |  | 18 | 18 | 0.013 | 0.121 | 298.6 | -7.979 | -8.34 |  |  | 6041739 | 2025752 | 6041548 | 2025976
495-12_495-11 | 495-12 | 495-11 | Gravity | VCP | CIRC |  | 18 | 18 | 0.013 | 0.117 | 298.6 | -7.631 | -7.979 |  |  | 6041947 | 2025547 | 6041739 | 2025752
495-13_495-12 | 495-13 | 495-12 | Gravity | VCP | CIRC |  | 18 | 18 | 0.013 | 0.118 | 85.3 | -7.53 | -7.631 |  |  | 6041999 | 2025511 | 6041947 | 2025547
496-01_496-02 | 496-01 | 496-02 | Gravity | VCP | CIRC |  | 10 | 10 | 0.013 | -0.224 | 137.8 | -3.78 | -3.471 |  |  | 6042692 | 2026831 | 6042804 | 2026911
496-02_497-01 | 496-02 | 497-01 | Gravity | VCP | CIRC |  | 10 | 10 | 0.013 | 1.602 | 114.8 | -3.56 | -5.4 |  |  | 6042804 | 2026911 | 6042897 | 2026977
497-01_497-02 | 497-01 | 497-02 | Gravity | VCP | CIRC |  | 10 | 10 | 0.013 | 0.013 | 249.3 | -5.499 | -5.531 |  |  | 6042897 | 2026977 | 6043100 | 2027120
497-02_497-15 | 497-02 | 497-15 | Gravity | VCP | CIRC |  | 10 | 10 | 0.013 | 0.261 | 134.5 | -5.63 | -5.981 |  |  | 6043100 | 2027120 | 6043210 | 2027197
497-03_475-11 | 497-03 | 475-11 | Gravity | VCP | CIRC |  | 15 | 15 | 0.013 | 0.185 | 252.6 | -8.154 | -8.622 |  |  | 6043312 | 2027271 | 6043168 | 2027476
497-04_497-03 | 497-04 | 497-03 | Gravity | VCP | CIRC |  | 15 | 15 | 0.013 | 0.185 | 95.1 | -7.978 | -8.154 |  |  | 6043367 | 2027194 | 6043312 | 2027271
497-05_497-04 | 497-05 | 497-04 | Gravity | VCP | CIRC |  | 15 | 15 | 0.013 | 0.185 | 252.6 | -7.51 | -7.978 |  |  | 6043513 | 2026987 | 6043367 | 2027194
497-06_497-05 | 497-06 | 497-05 | Gravity | VCP | CIRC |  | 15 | 15 | 0.013 | 0.185 | 82 | -7.358 | -7.51 |  |  | 6043560 | 2026921 | 6043513 | 2026987
497-07_497-06 | 497-07 | 497-06 | Gravity | VCP | CIRC |  | 15 | 15 | 0.013 | 0.185 | 239.5 | -6.915 | -7.358 |  |  | 6043700 | 2026725 | 6043560 | 2026921
497-08_497-07 | 497-08 | 497-07 | Gravity | VCP | CIRC |  | 15 | 15 | 0.013 | 0.185 | 42.7 | -6.836 | -6.915 |  |  | 6043725 | 2026689 | 6043700 | 2026725
497-15_497-03 | 497-15 | 497-03 | Gravity | VCP | CIRC |  | 10 | 10 | 0.013 | 1.437 | 124.7 | -6.079 | -7.871 |  |  | 6043210 | 2027197 | 6043312 | 2027271
497-17_475-29 | 497-17 | 475-29 | Gravity | PVC | CIRC |  | 10 | 10 | 0.013 | 0.496 | 167.3 | -8.409 | -9.239 |  |  | 6043308 | 2027516 | 6043211 | 2027652
497-18_497-17 | 497-18 | 497-17 | Gravity | PVC | CIRC |  | 10 | 10 | 0.013 | 0.496 | 308.4 | -6.88 | -8.409 |  |  | 6043485 | 2027266 | 6043308 | 2027516
497-20_497-18 | 497-20 | 497-18 | Gravity | PVC | CIRC |  | 10 | 10 | 0.013 | 0.159 | 328.1 | -6.348 | -6.87 |  |  | 6043674 | 2026999 | 6043485 | 2027266
497-21_497-20 | 497-21 | 497-20 | Gravity | PVC | CIRC |  | 8 | 8 | 0.013 | 0.097 | 187 | -5.971 | -6.152 |  |  | 6043786 | 2026849 | 6043674 | 2026999
510-06_511-32 | 510-06 | 511-32 | Gravity | VCP | CIRC |  | 15 | 15 | 0.013 | 1.359 | 301.8 | 117.3 | 113.199 |  |  | 6035052 | 2019584 | 6035326 | 2019709
510-09_510-06 | 510-09 | 510-06 | Gravity | VCP | CIRC |  | 15 | 15 | 0.013 | 2.75 | 301.8 | 125.6 | 117.3 |  |  | 6034775 | 2019465 | 6035052 | 2019584
510-10_510-09 | 510-10 | 510-09 | Gravity | VCP | CIRC |  | 15 | 15 | 0.013 | 1.426 | 203.4 | 128.501 | 125.6 |  |  | 6034576 | 2019419 | 6034775 | 2019465
510-12_510-10 | 510-12 | 510-10 | Gravity | VCP | CIRC |  | 15 | 15 | 0.013 | 1.032 | 203.4 | 130.6 | 128.501 |  |  | 6034376 | 2019391 | 6034576 | 2019419
510-13_510-12 | 510-13 | 510-12 | Gravity | VCP | CIRC |  | 15 | 15 | 0.013 | 1.197 | 183.7 | 132.799 | 130.6 |  |  | 6034193 | 2019413 | 6034376 | 2019391
511-15_511-16 | 511-15 | 511-16 | Gravity | VCP | CIRC |  | 10 | 10 | 0.013 | 21.965 | 55.8 | 83.301 | 71.05 |  |  | 6036433 | 2020790 | 6036484 | 2020812
511-16_512-03 | 511-16 | 512-03 | Gravity | VCP | CIRC |  | 10 | 10 | 0.013 | 0.695 | 232.9 | 71.119 | 69.501 |  |  | 6036484 | 2020812 | 6036673 | 2020950
511-17_512-02 | 511-17 | 512-02 | Gravity | VCP | CIRC |  | 18 | 18 | 0.013 | 1.028 | 272.3 | 78.999 | 76.201 |  |  | 6036349 | 2020711 | 6036555 | 2020889
511-18_511-17 | 511-18 | 511-17 | Gravity | VCP | CIRC |  | 18 | 18 | 0.013 | 0.957 | 282.2 | 81.699 | 78.999 |  |  | 6036515 | 2020483 | 6036349 | 2020711
511-19_511-18 | 511-19 | 511-18 | Gravity | VCP | CIRC |  | 18 | 18 | 0.013 | 0.946 | 160.8 | 83.219 | 81.699 |  |  | 6036626 | 2020365 | 6036515 | 2020483
511-22_532-38 | 511-22 | 532-38 | Gravity | VCP | CIRC |  | 18 | 18 | 0.013 | 0.762 | 275.6 | 86.099 | 83.999 |  |  | 6036383 | 2020222 | 6036648 | 2020294
511-25_511-22 | 511-25 | 511-22 | Gravity | VCP | CIRC |  | 15 | 15 | 0.013 | 1.344 | 305.1 | 90.2 | 86.099 |  |  | 6036089 | 2020144 | 6036383 | 2020222
511-28_511-25 | 511-28 | 511-25 | Gravity | VCP | CIRC |  | 15 | 15 | 0.013 | 4.042 | 292 | 102.001 | 90.2 |  |  | 6035867 | 2019954 | 6036089 | 2020144
511-30_511-28 | 511-30 | 511-28 | Gravity | VCP | CIRC |  | 15 | 15 | 0.013 | 1.443 | 311.7 | 106.499 | 102.001 |  |  | 6035584 | 2019825 | 6035867 | 2019954
511-32_511-30 | 511-32 | 511-30 | Gravity | VCP | CIRC |  | 15 | 15 | 0.013 | 2.375 | 282.2 | 113.199 | 106.499 |  |  | 6035326 | 2019709 | 6035584 | 2019825
512-02_512-04 | 512-02 | 512-04 | Gravity | VCP | CIRC |  | 18 | 18 | 0.013 | 1.006 | 328.1 | 76.201 | 72.9 |  |  | 6036555 | 2020889 | 6036839 | 2021056
512-03_512-05 | 512-03 | 512-05 | Gravity | VCP | CIRC |  | 10 | 10 | 0.013 | 0.404 | 223.1 | 69.501 | 68.599 |  |  | 6036673 | 2020950 | 6036872 | 2021048
512-04_512-07 | 512-04 | 512-07 | Gravity | VCP | CIRC |  | 18 | 18 | 0.013 | 2.134 | 360.9 | 72.9 | 65.2 |  |  | 6036839 | 2021056 | 6037195 | 2021106
512-05_512-06 | 512-05 | 512-06 | Gravity | VCP | CIRC |  | 10 | 10 | 0.013 | 0.696 | 301.8 | 68.599 | 66.499 |  |  | 6036872 | 2021048 | 6037171 | 2021100
512-06_512-08 | 512-06 | 512-08 | Gravity | VCP | CIRC |  | 10 | 10 | 0.013 | 2.296 | 239.5 | 66.499 | 61.001 |  |  | 6037171 | 2021100 | 6037387 | 2021198
512-07_512-11 | 512-07 | 512-11 | Gravity | VCP | CIRC |  | 18 | 18 | 0.013 | 2.261 | 292 | 65.2 | 58.599 |  |  | 6037195 | 2021106 | 6037462 | 2021228
512-08_512-16 | 512-08 | 512-16 | Gravity | VCP | CIRC |  | 10 | 10 | 0.013 | 1.525 | 295.3 | 61.001 | 56.499 |  |  | 6037387 | 2021198 | 6037640 | 2021350
512-11_512-17 | 512-11 | 512-17 | Gravity | VCP | CIRC |  | 18 | 18 | 0.013 | 0.953 | 262.5 | 58.599 | 56.099 |  |  | 6037462 | 2021228 | 6037687 | 2021366
512-16_512-18 | 512-16 | 512-18 | Gravity | VCP | CIRC |  | 10 | 10 | 0.013 | 1.829 | 65.6 | 56.499 | 55.299 |  |  | 6037640 | 2021350 | 6037687 | 2021397
512-17_513-22 | 512-17 | 513-22 | Gravity | VCP | CIRC |  | 18 | 18 | 0.013 | 0.934 | 308.4 | 56.099 | 53.219 |  |  | 6037687 | 2021366 | 6037893 | 2021596
512-18_513-23 | 512-18 | 513-23 | Gravity | VCP | CIRC |  | 10 | 10 | 0.013 | 1.421 | 223.1 | 55.299 | 52.129 |  |  | 6037687 | 2021397 | 6037845 | 2021555
513-08_514-07 | 513-08 | 514-07 | Gravity | VCP | CIRC |  | 18 | 18 | 0.013 | 1.122 | 285.4 | 33.301 | 30.098 |  |  | 6039282 | 2021945 | 6039517 | 2022108
513-09_514-25 | 513-09 | 514-25 | Gravity | VCP | CIRC |  | 10 | 10 | 0.013 | 1.331 | 134.5 | 35.6 | 33.809 |  |  | 6039239 | 2021931 | 6039351 | 2022007
513-11_513-12 | 513-11 | 513-12 | Gravity | VCP | CIRC |  | 10 | 10 | 0.013 | 3.825 | 13.1 | 38.281 | 37.779 |  |  | 6039054 | 2021913 | 6039044 | 2021920
513-11_513-09 | 513-11 | 513-09 | Gravity | VCP | CIRC |  | 10 | 10 | 0.013 | 1.339 | 183.7 | 38.061 | 35.6 |  |  | 6039054 | 2021913 | 6039239 | 2021931
513-12_513-08 | 513-12 | 513-08 | Gravity | VCP | CIRC |  | 18 | 18 | 0.013 | 1.44 | 239.5 | 36.749 | 33.301 |  |  | 6039044 | 2021920 | 6039282 | 2021945
513-13_513-11 | 513-13 | 513-11 | Gravity | VCP | CIRC |  | 10 | 10 | 0.013 | 1.278 | 118.1 | 39.6 | 38.091 |  |  | 6038938 | 2021900 | 6039054 | 2021913
513-14_513-13 | 513-14 | 513-13 | Gravity | VCP | CIRC |  | 10 | 10 | 0.013 | 1.016 | 246.1 | 42.1 | 39.6 |  |  | 6038692 | 2021902 | 6038938 | 2021900
513-16_513-12 | 513-16 | 513-12 | Gravity | VCP | CIRC |  | 18 | 18 | 0.013 | 1.758 | 298.6 | 41.9 | 36.65 |  |  | 6038745 | 2021920 | 6039044 | 2021920
513-17_513-14 | 513-17 | 513-14 | Gravity | VCP | CIRC |  | 10 | 10 | 0.013 | 1.238 | 226.4 | 44.902 | 42.1 |  |  | 6038469 | 2021866 | 6038692 | 2021902
513-18_513-16 | 513-18 | 513-16 | Gravity | VCP | CIRC |  | 18 | 18 | 0.013 | 1.508 | 298.6 | 46.401 | 41.9 |  |  | 6038448 | 2021881 | 6038745 | 2021920
513-19_513-17 | 513-19 | 513-17 | Gravity | VCP | CIRC |  | 10 | 10 | 0.013 | 1.015 | 128 | 46.201 | 44.902 |  |  | 6038346 | 2021829 | 6038469 | 2021866
513-20_513-18 | 513-20 | 513-18 | Gravity | VCP | CIRC |  | 18 | 18 | 0.013 | 1.094 | 337.9 | 50.098 | 46.401 |  |  | 6038133 | 2021758 | 6038448 | 2021881
513-21_513-19 | 513-21 | 513-19 | Gravity | VCP | CIRC |  | 10 | 10 | 0.013 | 1.226 | 301.8 | 49.902 | 46.201 |  |  | 6038073 | 2021702 | 6038346 | 2021829
513-22_513-20 | 513-22 | 513-20 | Gravity | VCP | CIRC |  | 18 | 18 | 0.013 | 1.04 | 288.7 | 53.1 | 50.098 |  |  | 6037893 | 2021596 | 6038133 | 2021758
513-23_513-21 | 513-23 | 513-21 | Gravity | VCP | CIRC |  | 10 | 10 | 0.013 | 0.811 | 272.3 | 52.11 | 49.902 |  |  | 6037845 | 2021555 | 6038073 | 2021702
514-05_514-10 | 514-05 | 514-10 | Gravity | VCP | CIRC |  | 10 | 10 | 0.013 | 1.094 | 160.8 | 27.559 | 25.801 |  |  | 6039715 | 2022302 | 6039827 | 2022419
514-05_514-08 | 514-05 | 514-08 | Gravity | VCP | CIRC |  | 6 | 6 | 0.013 | 0.835 | 16.4 | 27.749 | 27.612 |  |  | 6039715 | 2022302 | 6039724 | 2022290
514-06_514-FR1 | 514-06 | 514-FR1 | Gravity | VCP | CIRC |  | 10 | 10 | 0.013 | 1.319 | 259.2 | 31.539 | 28.12 |  |  | 6039491 | 2022102 | 6039685 | 2022275
514-07_514-08 | 514-07 | 514-08 | Gravity | VCP | CIRC |  | 18 | 18 | 0.013 | 1.258 | 275.6 | 30.098 | 26.631 |  |  | 6039517 | 2022108 | 6039724 | 2022290
514-08_514-11 | 514-08 | 514-11 | Gravity | VCP | CIRC |  | 18 | 18 | 0.013 | 0.929 | 364.2 | 26.581 | 23.199 |  |  | 6039724 | 2022290 | 6039990 | 2022537
514-10_514-12 | 514-10 | 514-12 | Gravity | VCP | CIRC |  | 10 | 10 | 0.013 | 1.258 | 262.5 | 25.801 | 22.5 |  |  | 6039827 | 2022419 | 6040015 | 2022600
514-11_514-13 | 514-11 | 514-13 | Gravity | VCP | CIRC |  | 18 | 18 | 0.013 | 1.805 | 337.9 | 23.199 | 17.1 |  |  | 6039990 | 2022537 | 6040234 | 2022773
514-12_514-14 | 514-12 | 514-14 | Gravity | VCP | CIRC |  | 10 | 10 | 0.013 | 1.634 | 318.2 | 22.5 | 17.3 |  |  | 6040015 | 2022600 | 6040244 | 2022820
514-13_515-26 | 514-13 | 515-26 | Gravity | VCP | CIRC |  | 18 | 18 | 0.013 | 1.841 | 331.4 | 17.1 | 11.001 |  |  | 6040234 | 2022773 | 6040476 | 2022997
514-14_494-01 | 514-14 | 494-01 | Gravity | VCP | CIRC |  | 10 | 10 | 0.013 | 1.076 | 285.4 | 17.3 | 14.229 |  |  | 6040244 | 2022820 | 6040452 | 2023018
514-15_493-10 | 514-15 | 493-10 | Gravity | VCP | CIRC |  | 15 | 15 | 0.013 | 0.253 | 344.5 | 13.071 | 12.201 |  |  | 6040379 | 2023100 | 6040150 | 2023358
514-20_514-06 | 514-20 | 514-06 | Gravity | VCP | CIRC |  | 10 | 10 | 0.013 | 1.3 | 111.5 | 32.989 | 31.539 |  |  | 6039400 | 2022040 | 6039491 | 2022102
514-25_514-20 | 514-25 | 514-20 | Gravity | VCP | CIRC |  | 10 | 10 | 0.013 | 1.322 | 59.1 | 33.77 | 32.989 |  |  | 6039351 | 2022007 | 6039400 | 2022040
514-FR1_514-05 | 514-FR1 | 514-05 | Gravity | VCP | CIRC |  | 10 | 10 | 0.013 | 1.374 | 39.4 | 28.12 | 27.579 |  |  | 6039685 | 2022275 | 6039715 | 2022302
515-01_494-01 | 515-01 | 494-01 | Gravity | VCP | CIRC |  | 15 | 15 | 0.013 | -0.418 | 72.2 | 13.169 | 13.471 |  |  | 6040500 | 2022966 | 6040452 | 2023018
515-01_515-26 | 515-01 | 515-26 | Gravity | VCP | CIRC |  | 15 | 15 | 0.013 | 0.201 | 39.4 | 10.709 | 10.63 |  |  | 6040500 | 2022966 | 6040476 | 2022997
515-02_515-06 | 515-02 | 515-06 | Gravity | VCP | CIRC |  | 15 | 15 | 0.013 | 0.376 | 213.3 | 15 | 14.199 |  |  | 6040775 | 2022649 | 6040634 | 2022809
515-02_515-01 | 515-02 | 515-01 | Gravity | VCP | CIRC |  | 15 | 15 | 0.013 | 0.967 | 420.9 | 15 | 10.928 |  |  | 6040775 | 2022649 | 6040500 | 2022966
515-03_515-02 | 515-03 | 515-02 | Gravity | VCP | CIRC |  | 15 | 15 | 0.013 | 0.081 | 121.4 | 15.098 | 15 |  |  | 6040852 | 2022557 | 6040775 | 2022649
515-04_515-03 | 515-04 | 515-03 | Gravity | VCP | CIRC |  | 15 | 15 | 0.013 | 0.172 | 360.9 | 15.719 | 15.098 |  |  | 6041086 | 2022283 | 6040852 | 2022557
515-05_515-04 | 515-05 | 515-04 | Gravity | VCP | CIRC |  | 15 | 15 | 0.013 | 2.776 | 9.8 | 15.991 | 15.719 |  |  | 6041090 | 2022273 | 6041086 | 2022283
515-06_515-01 | 515-06 | 515-01 | Gravity | VCP | CIRC |  | 15 | 15 | 0.013 | 0.362 | 206.7 | 14.199 | 13.451 |  |  | 6040634 | 2022809 | 6040500 | 2022966
515-26_494-02 | 515-26 | 494-02 | Gravity | VCP | CIRC |  | 24 | 24 | 0.013 | 0.307 | 446.2 | 10.371 | 8.999 |  |  | 6040476 | 2022997 | 6040182 | 2023331
516-03_494-11 | 516-03 | 494-11 | ForceMain | VCP | CIRC |  | 18 | 18 | 0.013 | -0.606 | 1781.5 | -3.901 | 6.9 |  |  | 6042090 | 2024668 | 6040684 | 2023573
516-06_516-03 | 516-06 | 516-03 | ForceMain | VCP | CIRC |  | 18 | 18 | 0.013 | -0.597 | 318.2 | -5.801 | -3.901 |  |  | 6042399 | 2024733 | 6042090 | 2024668
516-31_516-35 | 516-31 | 516-35 | Gravity | VCP | CIRC |  | 15 | 15 | 0.013 | 0.124 | 39.4 | -5.2 | -5.249 |  |  | 6042607 | 2024836 | 6042576 | 2024863
516-35_516-36 | 516-35 | 516-36 | Gravity | VCP | CIRC |  | 15 | 15 | 0.013 | 0.254 | 98.4 | -5.249 | -5.499 |  |  | 6042576 | 2024863 | 6042471 | 2024949
516-36_516-41 | 516-36 | 516-41 | Gravity | VCP | CIRC |  | 18 | 18 | 0.013 | 0.192 | 157.5 | -5.499 | -5.801 |  |  | 6042471 | 2024949 | 6042428 | 2024813
516-39_495-09 | 516-39 | 495-09 | Gravity | VCP | CIRC |  | 18 | 18 | 0.013 | 0.088 | 111.5 | -6.811 | -6.909 |  |  | 6042323 | 2025097 | 6042281 | 2025265
516-41_516-42 | 516-41 | 516-42 | Gravity | VCP | CIRC |  | 18 | 18 | 0.013 | 0.373 | 26.2 | -5.801 | -5.899 |  |  | 6042428 | 2024813 | 6042397 | 2024822
516-42_516-39 | 516-42 | 516-39 | Gravity | VCP | CIRC |  | 18 | 18 | 0.013 | 0.034 | 292 | -5.971 | -6.07 |  |  | 6042397 | 2024822 | 6042323 | 2025097
516-VL3_G1_516-VL4_V | 516-VL3_G1 | 516-VL4_V | ForceMain | VCP | CIRC |  | 10 | 10 | 0.013 | 2.74 | 15 | -3.75 | -4.16 |  |  | 6042593 | 2024758 | 6042568.4 | 2024762.6
516-VL4_V_516-VL4 | 516-VL4_V | 516-VL4 | ForceMain | VCP | CIRC |  | 10 | 10 | 0.013 | 9.8639 | 2.4331 | -4.16 | -4.4 |  |  | 6042568.4 | 2024762.6 | 6042566 | 2024763
516-VL3_G2_516-31 | 516-VL3_G2 | 516-31 | Gravity | VCP | CIRC |  | 10 | 10 | 0.013 | 1.115 | 85.3 | -3.75 | -4.701 |  |  | 6042594 | 2024759 | 6042607 | 2024836
516-VL4_516-06 | 516-VL4 | 516-06 | ForceMain | VCP | CIRC |  | 14 | 14 | 0.013 | 0.7 | 200.1 | -4.4 | -5.801 |  |  | 6042566 | 2024763 | 6042399 | 2024733
518-04_518-05 | 518-04 | 518-05 | Gravity | VCP | CIRC |  | 8 | 8 | 0.013 | 0.518 | 196.9 | -3.75 | -4.77 |  |  | 6043818 | 2026190 | 6043997 | 2026276
518-05_518-06 | 518-05 | 518-06 | Gravity | VCP | CIRC |  | 15 | 15 | 0.013 | 0.185 | 239.5 | -5.919 | -6.362 |  |  | 6043997 | 2026276 | 6043873 | 2026480
518-06_497-08 | 518-06 | 497-08 | Gravity | VCP | CIRC |  | 15 | 15 | 0.013 | 0.185 | 255.9 | -6.362 | -6.836 |  |  | 6043873 | 2026480 | 6043725 | 2026689
518-07_518-05 | 518-07 | 518-05 | Gravity | VCP | CIRC |  | 12 | 12 | 0.013 | 0.461 | 173.9 | -4.619 | -5.42 |  |  | 6044146 | 2026364 | 6043997 | 2026276
518-08_518-07 | 518-08 | 518-07 | Gravity | VCP | CIRC |  | 12 | 12 | 0.013 | 0.463 | 259.2 | -3.419 | -4.619 |  |  | 6044296 | 2026154 | 6044146 | 2026364
532-16_511-19 | 532-16 | 511-19 | Gravity | VCP | CIRC |  | 10 | 10 | 0.013 | 1.566 | 88.6 | 84.888 | 83.501 |  |  | 6036682 | 2020295 | 6036626 | 2020365
532-22_532-16 | 532-22 | 532-16 | Gravity | VCP | CIRC |  | 8 | 8 | 0.013 | 15.458 | 48 | 92.3 | 84.88 |  |  | 6036713.1 | 2020258.3 | 6036682 | 2020295
532-38_511-19 | 532-38 | 511-19 | Gravity | VCP | CIRC |  | 18 | 18 | 0.013 | 0.873 | 75.5 | 83.999 | 83.34 |  |  | 6036648 | 2020294 | 6036626 | 2020365
535-09_535-10 | 535-09 | 535-10 | Gravity | VCP | CIRC |  | 10 | 10 | 0.013 | 1.494 | 6.6 | 17.598 | 17.5 |  |  | 6040688 | 2022078 | 6040694 | 2022080
535-10_515-04 | 535-10 | 515-04 | Gravity | VCP | CIRC |  | 15 | 15 | 0.013 | 0.346 | 439.6 | 17.5 | 15.981 |  |  | 6040694 | 2022080 | 6041086 | 2022283
535-10_535-11 | 535-10 | 535-11 | Gravity | VCP | CIRC |  | 10 | 10 | 0.013 | 0.244 | 246.1 | 17.5 | 16.9 |  |  | 6040694 | 2022080 | 6040915 | 2022189
535-11_515-05 | 535-11 | 515-05 | Gravity | VCP | CIRC |  | 10 | 10 | 0.013 | 0.366 | 193.6 | 16.9 | 16.191 |  |  | 6040915 | 2022189 | 6041090 | 2022273
535-14_535-10 | 535-14 | 535-10 | Gravity | VCP | CIRC |  | 10 | 10 | 0.013 | 0.332 | 331.4 | 18.599 | 17.5 |  |  | 6040841 | 2021781 | 6040694 | 2022080
535-15_535-09 | 535-15 | 535-09 | Gravity | VCP | CIRC |  | 10 | 10 | 0.013 | 0.323 | 341.2 | 18.701 | 17.598 |  |  | 6040838 | 2021773 | 6040688 | 2022078
535-15_535-14 | 535-15 | 535-14 | Gravity | VCP | CIRC |  | 10 | 10 | 0.013 | 1.036 | 9.8 | 18.701 | 18.599 |  |  | 6040838 | 2021773 | 6040841 | 2021781
535-16_535-15 | 535-16 | 535-15 | Gravity | VCP | CIRC |  | 10 | 10 | 0.013 | 0.129 | 7.7 | 18.72 | 18.71 |  |  | 6040841.7 | 2021766.2 | 6040838 | 2021773
535-24_535-25 | 535-24 | 535-25 | Gravity | VCP | CIRC |  | 6 | 6 | 0.013 | 2.5 | 208 | 29.7 | 24.5 |  |  | 6040602.5 | 2021307.4 | 6040788.7 | 2021399.2
535-25_535-27 | 535-25 | 535-27 | Gravity | VCP | CIRC |  | 6 | 6 | 0.013 | 2.333 | 210 | 24.5 | 19.6 |  |  | 6040788.7 | 2021399.2 | 6040976.9 | 2021491.7
535-27_535-16 | 535-27 | 535-16 | Gravity | VCP | CIRC |  | 8 | 8 | 0.013 | 0.288 | 306 | 19.6 | 18.72 |  |  | 6040976.9 | 2021491.7 | 6040841.7 | 2021766.2
535-28_535-27 | 535-28 | 535-27 | Gravity | VCP | CIRC |  | 8 | 8 | 0.013 | 0.917 | 10.9 | 19.7 | 19.6 |  |  | 6040987.6 | 2021489.6 | 6040976.9 | 2021491.7
535-29_535-28 | 535-29 | 535-28 | Gravity | VCP | CIRC |  | 8 | 8 | 0.013 | 0.2 | 199.8 | 20.1 | 19.7 |  |  | 6041075.2 | 2021310 | 6040987.6 | 2021489.6
536-01_515-05 | 536-01 | 515-05 | Gravity | VCP | CIRC |  | 12 | 12 | 0.013 | 0.346 | 331.4 | 17.3 | 16.152 |  |  | 6041316 | 2022031 | 6041090 | 2022273
536-02_536-01 | 536-02 | 536-01 | Gravity | VCP | CIRC |  | 12 | 12 | 0.013 | 0.234 | 155.4 | 17.664 | 17.3 |  |  | 6041423.7 | 2021919.1 | 6041316 | 2022031
536-04_536-WW1 | 536-04 | 536-WW1 | Gravity | VCP | CIRC |  | 12 | 12 | 0.013 | 0.518 | 19.7 | 0.2 | 0.098 |  |  | 6041628 | 2021700 | 6041610 | 2021711
536-05_536-04 | 536-05 | 536-04 | Gravity | VCP | CIRC |  | 10 | 10 | 0.013 | 0.254 | 315 | 1.001 | 0.2 |  |  | 6041854 | 2021480 | 6041628 | 2021700
536-06_536-05 | 536-06 | 536-05 | Gravity | VCP | CIRC |  | 10 | 10 | 0.013 | 0.61 | 32.8 | 1.201 | 1.001 |  |  | 6041883 | 2021463 | 6041854 | 2021480
536-11_536-02 | 536-11 | 536-02 | Gravity | VCP | CIRC |  | 12 | 12 | 0.013 | 0.234 | 143.2 | 17.999 | 17.664 |  |  | 6041523 | 2021816 | 6041423.7 | 2021919.1
536-WW1_536-WW1_P | 536-WW1 | 536-WW1_P | Gravity | VCP | CIRC |  | 12 | 12 | 0.013 | -980.4 | 1 | 0.098 | 9.902 |  |  | 6041610 | 2021711 | 6041610 | 2021712
536-WW1_P_536-11 | 536-WW1_P | 536-11 | ForceMain | VCP | CIRC |  | 8 | 8 | 0.013 | -0.839 | 774.3 | 9.902 | 16.401 |  |  | 6041610 | 2021712 | 6041523 | 2021816
537-10_537-11 | 537-10 | 537-11 | Gravity | VCP | CIRC |  | 10 | 10 | 0.013 | 0.435 | 183.7 | -6.529 | -7.329 |  |  | 6042632 | 2023905 | 6042777 | 2024019
537-11_537-12 | 537-11 | 537-12 | Gravity | VCP | CIRC |  | 10 | 10 | 0.013 | 0.44 | 147.6 | -7.329 | -7.979 |  |  | 6042777 | 2024019 | 6042875 | 2024129
537-12_537-13 | 537-12 | 537-13 | Gravity | VCP | CIRC |  | 10 | 10 | 0.013 | 0.435 | 301.8 | -7.979 | -9.291 |  |  | 6042875 | 2024129 | 6043131 | 2024288
537-13_538-NO1 | 537-13 | 538-NO1 | Gravity | VCP | CIRC |  | 10 | 10 | 0.013 | 0.794 | 108.3 | -9.311 | -10.171 |  |  | 6043131 | 2024288 | 6043230 | 2024336
537-14_537-13 | 537-14 | 537-13 | Gravity | VCP | CIRC |  | 8 | 8 | 0.013 | 0.292 | 271.2 | -8.5 | -9.291 |  |  | 6043285.4 | 2024065 | 6043131 | 2024288
537-28_537-29 | 537-28 | 537-29 | Gravity | VCP | CIRC |  | 12 | 12 | 0.013 | 0.26 | 364.2 | -11.362 | -12.31 |  |  | 6043678 | 2023734 | 6043467 | 2024032
537-29_537-31 | 537-29 | 537-31 | Gravity | VCP | CIRC |  | 12 | 12 | 0.013 | 0.263 | 387.1 | -12.31 | -13.33 |  |  | 6043467 | 2024032 | 6043243 | 2024348
537-31_538-NO1 | 537-31 | 538-NO1 | Gravity | VCP | CIRC |  | 12 | 12 | 0.013 | 1.298 | 13.1 | -13.33 | -13.5 |  |  | 6043243 | 2024348 | 6043230 | 2024336
538-22_538-24 | 538-22 | 538-24 | Gravity | VCP | CIRC |  | 10 | 10 | 0.013 | -0.004 | 252.6 | -5.24 | -5.23 |  |  | 6044763 | 2024732 | 6044662 | 2024965
538-24_538-25 | 538-24 | 538-25 | Gravity | VCP | CIRC |  | 10 | 10 | 0.013 | 0.513 | 249.3 | -5.23 | -6.509 |  |  | 6044662 | 2024965 | 6044454 | 2025102
538-25_538-26 | 538-25 | 538-26 | Gravity | VCP | CIRC |  | 10 | 10 | 0.013 | 0 | 242.8 | -6.591 | -6.591 |  |  | 6044454 | 2025102 | 6044248 | 2025231
538-26_539-01 | 538-26 | 539-01 | Gravity | VCP | CIRC |  | 10 | 10 | 0.013 | 0.55 | 200.1 | -6.699 | -7.799 |  |  | 6044248 | 2025231 | 6044352 | 2025402
538-NO1_538-WW1 | 538-NO1 | 538-WW1 | Gravity | VCP | CIRC |  | 12 | 12 | 0.013 | 0 | 3.3 | -16.001 | -16.001 |  |  | 6043230 | 2024336 | 6043229 | 2024337
538-WW1_538-VL2 | 538-WW1 | 538-VL2 | Gravity | VCP | CIRC |  | 12 | 12 | 0.013 | 0.40249 | 2.2361 | -16.001 | -16.01 |  |  | 6043229 | 2024337 | 6043227 | 2024336
538-VL2_516-VL1 | 538-VL2 | 516-VL1 | ForceMain | VCP | CIRC |  | 14 | 14 | 0.013 | -0.365 | 1068 | -7.1 | -3.199 |  |  | 6043227 | 2024336 | 6042589 | 2024743
516-VL1_22N-03V_G1 | 516-VL1 | 22N-03V_G1 | ForceMain | VCP | CIRC |  | 14 | 14 | 0.013 | 0 | 1 | -3.199 | -3.199 |  |  | 6042589 | 2024743 | 6042588 | 2024743
539-01_539-02 | 539-01 | 539-02 | Gravity | VCP | CIRC |  | 10 | 10 | 0.013 | 0.024 | 203.4 | -7.9 | -7.949 |  |  | 6044352 | 2025402 | 6044463 | 2025574
539-02_539-03 | 539-02 | 539-03 | Gravity | VCP | CIRC |  | 10 | 10 | 0.013 | 0.548 | 206.7 | -7.949 | -9.081 |  |  | 6044463 | 2025574 | 6044575 | 2025750
539-03_539-WW1 | 539-03 | 539-WW1 | Gravity | VCP | CIRC |  | 12 | 12 | 0.013 | 0.116 | 16.4 | -9.18 | -9.199 |  |  | 6044575 | 2025750 | 6044560 | 2025758
539-10_539-14 | 539-10 | 539-14 | Gravity | VCP | CIRC |  | 10 | 10 | 0.013 | 0.22 | 252.6 | -6.152 | -6.709 |  |  | 6045394 | 2025762 | 6045143 | 2025793
539-14_539-FR3 | 539-14 | 539-FR3 | Gravity | VCP | CIRC |  | 10 | 10 | 0.013 | 0.076 | 108.3 | -6.709 | -6.791 |  |  | 6045143 | 2025793 | 6045034 | 2025785
539-15_539-03 | 539-15 | 539-03 | Gravity | VCP | CIRC |  | 10 | 10 | 0.013 | 0.526 | 285.4 | -7.579 | -9.081 |  |  | 6044859 | 2025772 | 6044575 | 2025750
539-FR2_539-15 | 539-FR2 | 539-15 | Gravity | VCP | CIRC |  | 10 | 10 | 0.013 | 0.392 | 160.8 | -6.87 | -7.5 |  |  | 6045020 | 2025784 | 6044859 | 2025772
539-FR3_539-FR2 | 539-FR3 | 539-FR2 | Gravity | VCP | CIRC |  | 10 | 10 | 0.013 | 0.36 | 16.4 | -6.811 | -6.87 |  |  | 6045034 | 2025785 | 6045020 | 2025784
539-WW1_539-WW1_P | 539-WW1 | 539-WW1_P | Gravity | VCP | CIRC |  | 12 | 12 | 0.013 | 80.239 | 5.3852 | -9.18 | -13.501 |  |  | 6044560 | 2025758 | 6044558 | 2025763
539-WW1_P_518-08 | 539-WW1_P | 518-08 | ForceMain | VCP | CIRC |  | 10 | 10 | 0.013 | -2.174 | 469.2 | -13.501 | -3.301 |  |  | 6044558 | 2025763 | 6044296 | 2026154
556-01_556-02 | 556-01 | 556-02 | Gravity | VCP | CIRC |  | 6 | 6 | 0.013 | 3.061 | 98 | 33.8 | 30.8 |  |  | 6040781.3 | 2020944.8 | 6040876.2 | 2020969
556-01_535-24 | 556-01 | 535-24 | Gravity | VCP | CIRC |  | 6 | 6 | 0.013 | 1.015 | 404 | 33.8 | 29.7 |  |  | 6040781.3 | 2020944.8 | 6040602.5 | 2021307.4
556-02_556-03 | 556-02 | 556-03 | Gravity | VCP | CIRC |  | 6 | 6 | 0.013 | 2.484 | 314 | 30.8 | 22.999 |  |  | 6040876.2 | 2020969 | 6041158.7 | 2021106.9
556-03_556-04 | 556-03 | 556-04 | Gravity | VCP | CIRC |  | 8 | 8 | 0.013 | 2.491 | 8 | 22.999 | 22.8 |  |  | 6041158.7 | 2021106.9 | 6041166.4 | 2021109.1
556-04_535-29 | 556-04 | 535-29 | Gravity | VCP | CIRC |  | 8 | 8 | 0.013 | 0.498 | 220.7 | 21.2 | 20.1 |  |  | 6041166.4 | 2021109.1 | 6041075.2 | 2021310
556-04_556-05 | 556-04 | 556-05 | Gravity | VCP | CIRC |  | 6 | 6 | 0.013 | 2.411 | 414.8 | 22.8 | 12.8 |  |  | 6041166.4 | 2021109.1 | 6041537.4 | 2021294.5
556-05_536-06 | 556-05 | 536-06 | Gravity | VCP | CIRC |  | 6 | 6 | 0.013 | 1.04 | 384.5 | 12.8 | 8.8 |  |  | 6041537.4 | 2021294.5 | 6041883 | 2021463
556-16_556-04 | 556-16 | 556-04 | Gravity | VCP | CIRC |  | 6 | 6 | 0.013 | 4.258 | 227.8 | 32.5 | 22.8 |  |  | 6041266.9 | 2020904.6 | 6041166.4 | 2021109.1
556-16_556-23 | 556-16 | 556-23 | Gravity | VCP | CIRC |  | 6 | 6 | 0.013 | 3.523 | 207.2 | 32.5 | 25.2 |  |  | 6041266.9 | 2020904.6 | 6041452.4 | 2020996.9
556-17_556-16 | 556-17 | 556-16 | Gravity | VCP | CIRC |  | 6 | 6 | 0.013 | 6.422 | 121.5 | 40.3 | 32.5 |  |  | 6041321.7 | 2020796.2 | 6041266.9 | 2020904.6
556-18_556-17 | 556-18 | 556-17 | Gravity | VCP | CIRC |  | 6 | 6 | 0.013 | 7.687 | 301.8 | 63.5 | 40.3 |  |  | 6041453.5 | 2020524.7 | 6041321.7 | 2020796.2
556-23_556-24 | 556-23 | 556-24 | Gravity | VCP | CIRC |  | 6 | 6 | 0.013 | 3.846 | 210.6 | 25.2 | 17.1 |  |  | 6041452.4 | 2020996.9 | 6041641.6 | 2021089.4
556-24_556-05 | 556-24 | 556-05 | Gravity | VCP | CIRC |  | 6 | 6 | 0.013 | 1.043 | 230.1 | 16.8 | 14.4 |  |  | 6041641.6 | 2021089.4 | 6041537.4 | 2021294.5
557-13_557-WW1 | 557-13 | 557-WW1 | Gravity | VCP | CIRC |  | 8 | 8 | 0.013 | 0.088 | 226.4 | -6.9 | -7.1 |  |  | 6042870 | 2021376 | 6042725 | 2021203
557-15_536-06 | 557-15 | 536-06 | Gravity | VCP | CIRC |  | 10 | 10 | 0.013 | 0.366 | 328.1 | 2.402 | 1.201 |  |  | 6042122 | 2021235 | 6041883 | 2021463
557-16_557-15 | 557-16 | 557-15 | Gravity | VCP | CIRC |  | 10 | 10 | 0.013 | 0 | 6.6 | 2.402 | 2.402 |  |  | 6042129 | 2021230 | 6042122 | 2021235
557-17_557-16 | 557-17 | 557-16 | Gravity | VCP | CIRC |  | 10 | 10 | 0.013 | 0.284 | 351 | 3.399 | 2.402 |  |  | 6042381 | 2020986 | 6042129 | 2021230
557-18_557-17 | 557-18 | 557-17 | Gravity | VCP | CIRC |  | 8 | 8 | 0.013 | 0.265 | 75.5 | 3.599 | 3.399 |  |  | 6042438 | 2020933 | 6042381 | 2020986
557-19_557-18 | 557-19 | 557-18 | Gravity | VCP | CIRC |  | 8 | 8 | 0.013 | 0.258 | 232.9 | 6.201 | 5.6 |  |  | 6042610 | 2020778 | 6042438 | 2020933
557-23_557-WW1 | 557-23 | 557-WW1 | Gravity | VCP | CIRC |  | 18 | 18 | 0.013 | 0.136 | 219.8 | -6.801 | -7.1 |  |  | 6042870 | 2021368 | 6042725 | 2021203
557-26_557-29 | 557-26 | 557-29 | Gravity | VCP | CIRC |  | 18 | 18 | 0.013 | 0.139 | 144.4 | -6.401 | -6.601 |  |  | 6043134 | 2021485 | 6042992 | 2021513
557-29_557-23 | 557-29 | 557-23 | Gravity | VCP | CIRC |  | 18 | 18 | 0.013 | 0.105 | 190.3 | -6.601 | -6.801 |  |  | 6042992 | 2021513 | 6042870 | 2021368
557-WW1_557-WW1_P | 557-WW1 | 557-WW1_P | Gravity | VCP | CIRC |  | 18 | 18 | 0.013 | -48.8202 | 9.2195 | -6.801 | -2.3 |  |  | 6042725 | 2021203 | 6042719 | 2021196
557-WW1_P_515-04 | 557-WW1_P | 515-04 | ForceMain | VCP | CIRC |  | 12 | 12 | 0.013 | -0.914 | 2280.2 | -2.3 | 18.53 |  |  | 6042719 | 2021196 | 6041086 | 2022283
558-04_537-28 | 558-04 | 537-28 | Gravity | VCP | CIRC |  | 12 | 12 | 0.013 | 0.264 | 387.1 | -10.341 | -11.362 |  |  | 6043901 | 2023420 | 6043678 | 2023734
558-10_558-11 | 558-10 | 558-11 | Gravity | VCP | CIRC |  | 12 | 12 | 0.013 | 0.264 | 390.4 | -8.301 | -9.331 |  |  | 6044347 | 2022798 | 6044117 | 2023115
558-11_558-04 | 558-11 | 558-04 | Gravity | VCP | CIRC |  | 12 | 12 | 0.013 | 0.262 | 374 | -9.36 | -10.341 |  |  | 6044117 | 2023115 | 6043901 | 2023420
560-03_560-04 | 560-03 | 560-04 | Gravity | VCP | CIRC |  | 10 | 10 | 0.013 | 0.48 | 131.2 | -7.651 | -8.281 |  |  | 6045801 | 2025434 | 6045717 | 2025537
560-04_560-WW1 | 560-04 | 560-WW1 | Gravity | VCP | CIRC |  | 10 | 10 | 0.013 | 0.479 | 45.9 | -8.379 | -8.599 |  |  | 6045717 | 2025537 | 6045682 | 2025508
560-05_560-16 | 560-05 | 560-16 | Gravity | VCP | CIRC |  | 10 | 10 | 0.013 | 0.219 | 131.2 | -4.131 | -4.419 |  |  | 6045712 | 2025549 | 6045603 | 2025622
560-06_560-03 | 560-06 | 560-03 | Gravity | VCP | CIRC |  | 8 | 8 | 0.013 | 0.115 | 242.8 | -7.201 | -7.48 |  |  | 6045933 | 2025229 | 6045801 | 2025434
560-07_560-06 | 560-07 | 560-06 | Gravity | VCP | CIRC |  | 8 | 8 | 0.013 | 0.376 | 242.8 | -6.138 | -7.051 |  |  | 6045979 | 2024990 | 6045933 | 2025229
560-08_560-07 | 560-08 | 560-07 | Gravity | VCP | CIRC |  | 8 | 8 | 0.013 | -0.052 | 252.6 | -6.171 | -6.04 |  |  | 6045967 | 2024739 | 6045979 | 2024990
560-16_539-10 | 560-16 | 539-10 | Gravity | VCP | CIRC |  | 10 | 10 | 0.013 | 0.68 | 252.6 | -4.419 | -6.138 |  |  | 6045603 | 2025622 | 6045394 | 2025762
560-WW1_560-WW1_P | 560-WW1 | 560-WW1_P | Gravity | VCP | CIRC |  | 10 | 10 | 0.013 | 152.0633 | 2.8284 | -8.599 | -12.9 |  |  | 6045682 | 2025508 | 6045680 | 2025510
560-WW1_P_560-05 | 560-WW1_P | 560-05 | ForceMain | VCP | CIRC |  | 8 | 8 | 0.013 | -17.819 | 49.2 | -12.9 | -4.131 |  |  | 6045680 | 2025510 | 6045712 | 2025549
577-01_577-02 | 577-01 | 577-02 | Gravity | VCP | CIRC |  | 6 | 6 | 0.013 | 11.356 | 313.5 | 73.7 | 38.1 |  |  | 6041578.9 | 2020253.8 | 6041860.2 | 2020392.2
577-02_577-03 | 577-02 | 577-03 | Gravity | VCP | CIRC |  | 6 | 6 | 0.013 | 7.409 | 112 | 38.1 | 29.8 |  |  | 6041860.2 | 2020392.2 | 6041960.7 | 2020441.7
577-03_577-04 | 577-03 | 577-04 | Gravity | VCP | CIRC |  | 6 | 6 | 0.013 | 4.034 | 131.4 | 28.8 | 23.5 |  |  | 6041960.7 | 2020441.7 | 6042078.6 | 2020499.7
577-04_577-05 | 577-04 | 577-05 | Gravity | VCP | CIRC |  | 6 | 6 | 0.013 | 4.681 | 100.4 | 23.5 | 18.8 |  |  | 6042078.6 | 2020499.7 | 6042168.6 | 2020544.2
577-05_577-06 | 577-05 | 577-06 | Gravity | VCP | CIRC |  | 6 | 6 | 0.013 | 5.16 | 242.3 | 18.8 | 6.3 |  |  | 6042168.6 | 2020544.2 | 6042385.8 | 2020651.5
577-06_557-19 | 577-06 | 557-19 | Gravity | VCP | CIRC |  | 6 | 6 | 0.013 | 0.039 | 257.4 | 6.3 | 6.2 |  |  | 6042385.8 | 2020651.5 | 6042610 | 2020778
577-33_556-18 | 577-33 | 556-18 | Gravity | VCP | CIRC |  | 6 | 6 | 0.013 | 3.408 | 299.3 | 73.7 | 63.5 |  |  | 6041570.9 | 2020249.4 | 6041453.5 | 2020524.7
578-06_557-26 | 578-06 | 557-26 | Gravity | VCP | CIRC |  | 18 | 18 | 0.013 | 0.102 | 196.9 | -6.201 | -6.401 |  |  | 6043180 | 2021295 | 6043134 | 2021485
578-12_578-22 | 578-12 | 578-22 | Gravity | VCP | CIRC |  | 18 | 18 | 0.013 | 0.16 | 301.8 | -5.259 | -5.741 |  |  | 6043740 | 2020899 | 6043522 | 2021106
578-13_578-12 | 578-13 | 578-12 | Gravity | VCP | CIRC |  | 18 | 18 | 0.013 | 0.161 | 160.8 | -5 | -5.259 |  |  | 6043879 | 2020980 | 6043740 | 2020899
578-14_578-13 | 578-14 | 578-13 | Gravity | VCP | CIRC |  | 18 | 18 | 0.013 | 0.165 | 121.4 | -4.8 | -5 |  |  | 6043995 | 2021018 | 6043879 | 2020980
578-19_578-06 | 578-19 | 578-06 | Gravity | VCP | CIRC |  | 18 | 18 | 0.013 | 0.152 | 131.2 | -6.001 | -6.201 |  |  | 6043212 | 2021169 | 6043180 | 2021295
578-20_578-19 | 578-20 | 578-19 | Gravity | VCP | CIRC |  | 18 | 18 | 0.013 | 0.1 | 101.7 | -5.899 | -6.001 |  |  | 6043239 | 2021071 | 6043212 | 2021169
578-21_578-20 | 578-21 | 578-20 | Gravity | VCP | CIRC |  | 18 | 18 | 0.013 | 0.065 | 150.9 | -5.801 | -5.899 |  |  | 6043370 | 2020993 | 6043239 | 2021071
578-22_578-21 | 578-22 | 578-21 | Gravity | VCP | CIRC |  | 18 | 18 | 0.013 | 0.032 | 190.3 | -5.741 | -5.801 |  |  | 6043522 | 2021106 | 6043370 | 2020993
579-15_558-10 | 579-15 | 558-10 | Gravity | VCP | CIRC |  | 12 | 12 | 0.013 | 0.259 | 150.9 | -7.91 | -8.301 |  |  | 6044434 | 2022676 | 6044347 | 2022798
579-16_579-15 | 579-16 | 579-15 | Gravity | VCP | CIRC |  | 10 | 10 | 0.013 | 0.265 | 374 | -6.919 | -7.91 |  |  | 6044650 | 2022370 | 6044434 | 2022676
579-17_579-16 | 579-17 | 579-16 | Gravity | VCP | CIRC |  | 10 | 10 | 0.013 | 0.261 | 275.6 | -6.201 | -6.919 |  |  | 6044810 | 2022146 | 6044650 | 2022370
580-11_580-28 | 580-11 | 580-28 | Gravity | VCP | CIRC |  | 8 | 8 | 0.013 | 0.29 | 310.4 | -4.7 | -5.6 |  |  | 6045662.2 | 2023753.8 | 6045898.8 | 2023954.7
580-28_581-03 | 580-28 | 581-03 | Gravity | VCP | CIRC |  | 8 | 8 | 0.013 | 0.411 | 243.2 | -5.6 | -6.6 |  |  | 6045898.8 | 2023954.7 | 6045944.7 | 2024188.6
581-03_581-04 | 581-03 | 581-04 | Gravity | VCP | CIRC |  | 8 | 8 | 0.013 | 0.32 | 249.7 | -6.6 | -7.4 |  |  | 6045944.7 | 2024188.6 | 6045960.6 | 2024437.8
581-04_581-WW1 | 581-04 | 581-WW1 | Gravity | VCP | CIRC |  | 8 | 8 | 0.013 | 5.337 | 30 | -7.4 | -8.999 |  |  | 6045960.6 | 2024437.8 | 6045990 | 2024432
581-05_560-08 | 581-05 | 560-08 | Gravity | VCP | CIRC |  | 8 | 8 | 0.013 | 0.602 | 298.6 | -4.321 | -6.119 |  |  | 6045951 | 2024440 | 6045967 | 2024739
581-WW1_581-WW1_P | 581-WW1 | 581-WW1_P | Gravity | VCP | CIRC |  | 8 | 8 | 0.013 | 79.0569 | 3.1623 | -8.999 | -11.499 |  |  | 6045990 | 2024432 | 6045991 | 2024435
581-WW1_P_581-05 | 581-WW1_P | 581-05 | ForceMain | VCP | CIRC |  | 8 | 8 | 0.013 | -18.232 | 39.4 | -11.499 | -4.321 |  |  | 6045991 | 2024435 | 6045951 | 2024440
599-09_578-14 | 599-09 | 578-14 | Gravity | VCP | CIRC |  | 10 | 10 | 0.013 | 1.511 | 380.6 | 1.65 | -4.101 |  |  | 6044374 | 2021028 | 6043995 | 2021018
BM45_BM45_1 | BM45 | BM45_1 | Gravity | VCP | CIRC |  | 24 | 24 | 0.013 | 0 | 5.6 | 0.41 | 0.41 |  |  | 6039017.9 | 2025841.9 | 6039016.4 | 2025847.3
BM45_1_430-30 | BM45_1 | 430-30 | Gravity | VCP | CIRC |  | 24 | 24 | 0.013 | 0.933 | 151.2 | 0.41 | -1 |  |  | 6039016.4 | 2025847.3 | 6038976 | 2025993
BM46_BM45 | BM46 | BM45 | Gravity | VCP | CIRC |  | 24 | 24 | 0.013 | 0.276 | 286 | 1.2 | 0.41 |  |  | 6039204.3 | 2025753.1 | 6039017.9 | 2025841.9
BM47_BM46 | BM47 | BM46 | Gravity | VCP | CIRC |  | 24 | 24 | 0.013 | 0.2 | 250 | 1.7 | 1.2 |  |  | 6039396 | 2025557.9 | 6039204.3 | 2025753.1
BM48_BM47 | BM48 | BM47 | Gravity | VCP | CIRC |  | 24 | 24 | 0.013 | 0.276 | 181 | 2.2 | 1.7 |  |  | 6039520.9 | 2025440.4 | 6039396 | 2025557.9
BM49_BM48 | BM49 | BM48 | Gravity | VCP | CIRC |  | 24 | 24 | 0.013 | 0.221 | 136 | 2.5 | 2.2 |  |  | 6039614.1 | 2025350.7 | 6039520.9 | 2025440.4
BM50_BM49 | BM50 | BM49 | Gravity | VCP | CIRC |  | 24 | 24 | 0.013 | 0.219 | 137 | 2.8 | 2.5 |  |  | 6039710.7 | 2025245.4 | 6039614.1 | 2025350.7
BM51_BM50 | BM51 | BM50 | Gravity | VCP | CIRC |  | 24 | 24 | 0.013 | 0.265 | 151 | 3.2 | 2.8 |  |  | 6039812.3 | 2025111.6 | 6039710.7 | 2025245.4
BM52_BM51 | BM52 | BM51 | Gravity | VCP | CIRC |  | 24 | 24 | 0.013 | 0.25 | 200 | 3.7 | 3.2 |  |  | 6039922.9 | 2024934.6 | 6039812.3 | 2025111.6
BM53_BM52 | BM53 | BM52 | Gravity | VCP | CIRC |  | 24 | 24 | 0.013 | 0.267 | 300 | 4.5 | 3.7 |  |  | 6040089.1 | 2024675.7 | 6039922.9 | 2024934.6
BM54_BM53 | BM54 | BM53 | Gravity | VCP | CIRC |  | 24 | 24 | 0.013 | 0.233 | 300 | 5.2 | 4.5 |  |  | 6040236.1 | 2024423.6 | 6040089.1 | 2024675.7
BM55_BM54 | BM55 | BM54 | Gravity | VCP | CIRC |  | 24 | 24 | 0.013 | 0.25 | 280 | 5.9 | 5.2 |  |  | 6040379.9 | 2024182.3 | 6040236.1 | 2024423.6
BM56_BM55 | BM56 | BM55 | Gravity | VCP | CIRC |  | 24 | 24 | 0.013 | 0.234 | 299 | 6.6 | 5.9 |  |  | 6040538.7 | 2023930.5 | 6040379.9 | 2024182.3
BM57_BM56 | BM57 | BM56 | Gravity | VCP | CIRC |  | 24 | 24 | 0.013 | 0.255 | 157 | 7 | 6.6 |  |  | 6040503.7 | 2023781.7 | 6040538.7 | 2023930.5
BM58_BM57 | BM58 | BM57 | Gravity | VCP | CIRC |  | 24 | 24 | 0.013 | 0.192 | 208 | 7.4 | 7 |  |  | 6040451.8 | 2023582 | 6040503.7 | 2023781.7
ECR1_ST1-3 | ECR1 | ST1-3 | Gravity | VCP | CIRC |  | 54 | 54 | 0.013 | 0.256 | 289.5 | -29.84 | -30.58 |  |  | 6037639.6 | 2032829.7 | 6037850.5 | 2033028
ECR10_ECR9 | ECR10 | ECR9 | Gravity | VCP | CIRC |  | 30 | 30 | 0.013 | 0.099 | 304 | -6.06 | -6.36 |  |  | 6036035.1 | 2033528 | 6036234.6 | 2033297.5
ECR11_ECR10 | ECR11 | ECR10 | Gravity | VCP | CIRC |  | 30 | 30 | 0.013 | 0.099 | 292 | -5.67 | -5.96 |  |  | 6035849.1 | 2033754.3 | 6036035.1 | 2033528
ECR12_ECR11 | ECR12 | ECR11 | Gravity | VCP | CIRC |  | 30 | 30 | 0.013 | 0.1 | 319 | -5.25 | -5.57 |  |  | 6035651.6 | 2033979.3 | 6035849.1 | 2033754.3
ECR13_ECR12 | ECR13 | ECR12 | Gravity | VCP | CIRC |  | 30 | 30 | 0.013 | 0.099 | 294 | -4.86 | -5.15 |  |  | 6035468.5 | 2034201.3 | 6035651.6 | 2033979.3
ECR14_ECR13 | ECR14 | ECR13 | Gravity | VCP | CIRC |  | 30 | 30 | 0.013 | 0.109 | 64 | -4.69 | -4.76 |  |  | 6035425.2 | 2034254.7 | 6035468.5 | 2034201.3
ECR15_ECR14 | ECR15 | ECR14 | Gravity | VCP | CIRC |  | 30 | 30 | 0.013 | 0.099 | 233 | -4.36 | -4.59 |  |  | 6035268.1 | 2034432 | 6035425.2 | 2034254.7
ECR16_ECR15 | ECR16 | ECR15 | Gravity | VCP | CIRC |  | 30 | 30 | 0.013 | 0.091 | 66 | -4.2 | -4.26 |  |  | 6035229.1 | 2034485.4 | 6035268.1 | 2034432
ECR17_ECR16 | ECR17 | ECR16 | Gravity | VCP | CIRC |  | 30 | 30 | 0.013 | 0.096 | 293 | -3.82 | -4.1 |  |  | 6035044.6 | 2034713.2 | 6035229.1 | 2034485.4
ECR18_ECR17 | ECR18 | ECR17 | Gravity | VCP | CIRC |  | 30 | 30 | 0.013 | 0.098 | 287 | -3.44 | -3.72 |  |  | 6034861.4 | 2034933.8 | 6035044.6 | 2034713.2
ECR19_ECR18 | ECR19 | ECR18 | Gravity | VCP | CIRC |  | 30 | 30 | 0.013 | 0.34 | 250 | -2.49 | -3.34 |  |  | 6034701.4 | 2035128.5 | 6034861.4 | 2034933.8
ECR2_ECR1 | ECR2 | ECR1 | Gravity | VCP | CIRC |  | 30 | 30 | 0.013 | 0.507 | 73 | -9.1 | -9.47 |  |  | 6037557.2 | 2032833.2 | 6037639.6 | 2032829.7
ECR20_ECR19 | ECR20 | ECR19 | Gravity | VCP | CIRC |  | 30 | 30 | 0.013 | 0.099 | 91 | -2.3 | -2.39 |  |  | 6034640.8 | 2035203.4 | 6034701.4 | 2035128.5
ECR21_ECR20 | ECR21 | ECR20 | Gravity | VCP | CIRC |  | 30 | 30 | 0.013 | 0.096 | 355 | -1.86 | -2.2 |  |  | 6034413 | 2035481.7 | 6034640.8 | 2035203.4
ECR22_ECR21 | ECR22 | ECR21 | Gravity | VCP | CIRC |  | 30 | 30 | 0.013 | 0.102 | 352 | -1.4 | -1.76 |  |  | 6034188.1 | 2035758.6 | 6034413 | 2035481.7
ECR23_ECR22 | ECR23 | ECR22 | Gravity | VCP | CIRC |  | 30 | 30 | 0.013 | 0.098 | 305 | -1 | -1.3 |  |  | 6033996.3 | 2035999.4 | 6034188.1 | 2035758.6
ECR24_ECR23 | ECR24 | ECR23 | Gravity | VCP | CIRC |  | 30 | 30 | 0.013 | 0.098 | 254 | -0.65 | -0.9 |  |  | 6033842 | 2036186.8 | 6033996.3 | 2035999.4
ECR25_ECR24 | ECR25 | ECR24 | Gravity | VCP | CIRC |  | 24 | 24 | 0.013 | 0.372 | 239 | 0.34 | -0.55 |  |  | 6033657.5 | 2036044.1 | 6033842 | 2036186.8
ECR26_ECR25 | ECR26 | ECR25 | Gravity | VCP | CIRC |  | 24 | 24 | 0.013 | 0.457 | 392 | 2.23 | 0.44 |  |  | 6033359 | 2035793.2 | 6033657.5 | 2036044.1
ECR27_ECR26 | ECR27 | ECR26 | Gravity | VCP | CIRC |  | 24 | 24 | 0.013 | 0.501 | 345 | 3.96 | 2.23 |  |  | 6033095.1 | 2035574 | 6033359 | 2035793.2
ECR28_ECR27 | ECR28 | ECR27 | Gravity | VCP | CIRC |  | 24 | 24 | 0.013 | 0.917 | 132 | 5.17 | 3.96 |  |  | 6032993.1 | 2035493.4 | 6033095.1 | 2035574
ECR28O_222-18 | ECR28O | 222-18 | Gravity | VCP | CIRC |  | 18 | 18 | 0.013 | 0.486 | 452.9 | 5.3 | 3.1 |  |  | 6032982.2 | 2035493 | 6033334 | 2035784
ECR29_ECR28O | ECR29 | ECR28O | Gravity | VCP | CIRC |  | 27 | 27 | 0.013 | 0.15 | 220 | 5.73 | 5.4 |  |  | 6032798.7 | 2035352.6 | 6032982.2 | 2035493
ECR3_ECR2 | ECR3 | ECR2 | Gravity | VCP | CIRC |  | 30 | 30 | 0.013 | 0.101 | 326 | -8.67 | -9 |  |  | 6037346.8 | 2033083.8 | 6037557.2 | 2032833.2
ECR30_ECR29 | ECR30 | ECR29 | Gravity | VCP | CIRC |  | 27 | 27 | 0.013 | 0.151 | 271 | 6.24 | 5.83 |  |  | 6032588.7 | 2035180 | 6032798.7 | 2035352.6
ECR31_ECR30 | ECR31 | ECR30 | Gravity | VCP | CIRC |  | 27 | 27 | 0.013 | 0.13 | 23 | 6.37 | 6.34 |  |  | 6032571.7 | 2035165.3 | 6032588.7 | 2035180
ECR32_221-19 | ECR32 | 221-19 | Gravity | VCP | CIRC |  | 27 | 27 | 0.013 | 1.4 | 360 | 11.77 | 6.73 |  |  | 6032226.4 | 2034873.2 | 6032500 | 2035107
ECR33_221-03 | ECR33 | 221-03 | Gravity | VCP | CIRC |  | 27 | 27 | 0.013 | 0.584 | 346 | 14.88 | 12.86 |  |  | 6031549.4 | 2034309.8 | 6031804 | 2034522
ECR34_220-27 | ECR34 | 220-27 | Gravity | VCP | CIRC |  | 27 | 27 | 0.013 | 0.753 | 385 | 19.5 | 16.6 |  |  | 6031074.5 | 2033857.4 | 6031340 | 2034135
ECR4_ECR3 | ECR4 | ECR3 | Gravity | VCP | CIRC |  | 30 | 30 | 0.013 | 0.098 | 256 | -8.32 | -8.57 |  |  | 6037181.2 | 2033278.9 | 6037346.8 | 2033083.8
ECR5_ECR4 | ECR5 | ECR4 | Gravity | VCP | CIRC |  | 30 | 30 | 0.013 | 0.098 | 61 | -8.16 | -8.22 |  |  | 6037142.5 | 2033325.5 | 6037181.2 | 2033278.9
ECR6_ECR5 | ECR6 | ECR5 | Gravity | VCP | CIRC |  | 30 | 30 | 0.013 | 0.101 | 286 | -7.77 | -8.06 |  |  | 6036958.9 | 2033544.9 | 6037142.5 | 2033325.5
ECR7_ECR6 | ECR7 | ECR6 | Gravity | VCP | CIRC |  | 30 | 30 | 0.013 | 0.102 | 285 | -7.38 | -7.67 |  |  | 6036785.4 | 2033765.8 | 6036958.9 | 2033544.9
ECR8_ECR7 | ECR8 | ECR7 | Gravity | VCP | CIRC |  | 30 | 30 | 0.013 | 0.099 | 395 | -6.89 | -7.28 |  |  | 6036483.5 | 2033509.8 | 6036785.4 | 2033765.8
ECR9_ECR8 | ECR9 | ECR8 | Gravity | VCP | CIRC |  | 30 | 30 | 0.013 | 0.102 | 325 | -6.46 | -6.79 |  |  | 6036234.6 | 2033297.5 | 6036483.5 | 2033509.8
ECRWEIR_ECR28 | ECRWEIR | ECR28 | Gravity | VCP | CIRC |  | 24 | 24 | 0.013 | 0.3 | 10 | 5.3 | 5.27 |  |  | 6032985.7 | 2035493 | 6032993.1 | 2035493.4
LP-02_WWTP | LP-02 | WWTP | ForceMain | HDPE | CIRC |  | 20 | 20 | 0.013 | 0.926 | 36.7 | -7.66 | -8 |  |  | 6040852.3 | 2034364.9 | 6040915 | 2034421.4
LP-03_LP-02 | LP-03 | LP-02 | ForceMain | HDPE | CIRC |  | 20 | 20 | 0.013 | 2.089 | 134.1 | -4.86 | -7.66 |  |  | 6040845.3 | 2034231.1 | 6040852.3 | 2034364.9
LP-04_LP-03 | LP-04 | LP-03 | ForceMain | HDPE | CIRC |  | 20 | 20 | 0.013 | -0.052 | 228.6 | -4.98 | -4.86 |  |  | 6040839.9 | 2034002.6 | 6040845.3 | 2034231.1
LP-05_LP-04 | LP-05 | LP-04 | ForceMain | HDPE | CIRC |  | 20 | 20 | 0.013 | -0.72 | 100 | -5.7 | -4.98 |  |  | 6040836.6 | 2033902.6 | 6040839.9 | 2034002.6
LP-06_LP-05 | LP-06 | LP-05 | ForceMain | HDPE | CIRC |  | 20 | 20 | 0.013 | 0 | 271.4 | -5.7 | -5.7 |  |  | 6040828.4 | 2033631.3 | 6040836.6 | 2033902.6
LP-07_LP-06 | LP-07 | LP-06 | ForceMain | HDPE | CIRC |  | 20 | 20 | 0.013 | -3.39 | 31.9 | -6.78 | -5.7 |  |  | 6040827 | 2033599.5 | 6040828.4 | 2033631.3
LP-08_LP-07 | LP-08 | LP-07 | ForceMain | HDPE | CIRC |  | 20 | 20 | 0.013 | 4.298 | 9.5 | -6.37 | -6.78 |  |  | 6040826.8 | 2033590 | 6040827 | 2033599.5
LP-09_LP-08 | LP-09 | LP-08 | ForceMain | HDPE | CIRC |  | 20 | 20 | 0.013 | 11.855 | 21.3 | -3.84 | -6.37 |  |  | 6040825.5 | 2033568.8 | 6040826.8 | 2033590
LP-10_LP-09 | LP-10 | LP-09 | ForceMain | HDPE | CIRC |  | 20 | 20 | 0.013 | -0.87 | 4.6 | -3.88 | -3.84 |  |  | 6040822.5 | 2033565.4 | 6040825.5 | 2033568.8
LP-11_LP-10 | LP-11 | LP-10 | ForceMain | HDPE | CIRC |  | 20 | 20 | 0.013 | -9.309 | 32.1 | -6.87 | -3.88 |  |  | 6040793.4 | 2033552.1 | 6040822.5 | 2033565.4
LP-12_LP-11 | LP-12 | LP-11 | ForceMain | HDPE | CIRC |  | 20 | 20 | 0.013 | 8.875 | 30.3 | -4.18 | -6.87 |  |  | 6040765.5 | 2033540.5 | 6040793.4 | 2033552.1
LP-13_LP-12 | LP-13 | LP-12 | ForceMain | HDPE | CIRC |  | 20 | 20 | 0.013 | -2.631 | 61.6 | -5.8 | -4.18 |  |  | 6040762.1 | 2033479.1 | 6040765.5 | 2033540.5
LP-14_LP-13 | LP-14 | LP-13 | ForceMain | HDPE | CIRC |  | 20 | 20 | 0.013 | -7.25 | 70.2 | -10.89 | -5.8 |  |  | 6040759.7 | 2033409.1 | 6040762.1 | 2033479.1
LP-15_LP-14 | LP-15 | LP-14 | ForceMain | HDPE | CIRC |  | 20 | 20 | 0.013 | -0.262 | 72.4 | -11.08 | -10.89 |  |  | 6040703.5 | 2033376.4 | 6040759.7 | 2033409.1
LP-16_LP-15 | LP-16 | LP-15 | ForceMain | HDPE | CIRC |  | 20 | 20 | 0.013 | 0.325 | 823.7 | -8.4 | -11.08 |  |  | 6040675.5 | 2032553.2 | 6040703.5 | 2033376.4
LP-17_LP-16 | LP-17 | LP-16 | ForceMain | HDPE | CIRC |  | 20 | 20 | 0.013 | -0.085 | 708 | -9 | -8.4 |  |  | 6040065.4 | 2032194.1 | 6040675.5 | 2032553.2
LP-18_LP-17 | LP-18 | LP-17 | ForceMain | HDPE | CIRC |  | 20 | 20 | 0.013 | -14.731 | 237.6 | -44 | -9 |  |  | 6040203.2 | 2032003.7 | 6040065.4 | 2032194.1
LP-19_LP-18 | LP-19 | LP-18 | ForceMain | HDPE | CIRC |  | 20 | 20 | 0.013 | 13.979 | 257.5 | -8 | -44 |  |  | 6040353.6 | 2031797.8 | 6040203.2 | 2032003.7
LP-20_LP-19 | LP-20 | LP-19 | ForceMain | HDPE | CIRC |  | 20 | 20 | 0.013 | -0.04 | 797.7 | -8.32 | -8 |  |  | 6040814.9 | 2031147.1 | 6040353.6 | 2031797.8
LP-21_LP-20 | LP-21 | LP-20 | ForceMain | HDPE | CIRC |  | 20 | 20 | 0.013 | 0.302 | 585.5 | -6.55 | -8.32 |  |  | 6041158.4 | 2030672.9 | 6040814.9 | 2031147.1
LP-22_LP-21 | LP-22 | LP-21 | ForceMain | HDPE | CIRC |  | 20 | 20 | 0.013 | -2.841 | 74.6 | -8.67 | -6.55 |  |  | 6041198.9 | 2030610.2 | 6041158.4 | 2030672.9
LP-23_LP-22 | LP-23 | LP-22 | ForceMain | HDPE | CIRC |  | 20 | 20 | 0.013 | 0.051 | 1675.2 | -7.82 | -8.67 |  |  | 6042272.6 | 2029324.3 | 6041198.9 | 2030610.2
LP-24_LP-23 | LP-24 | LP-23 | ForceMain | HDPE | CIRC |  | 20 | 20 | 0.013 | -0.303 | 326.7 | -8.81 | -7.82 |  |  | 6042483.5 | 2029074.8 | 6042272.6 | 2029324.3
LP-25_LP-24 | LP-25 | LP-24 | ForceMain | HDPE | CIRC |  | 20 | 20 | 0.013 | 7.266 | 60 | -4.45 | -8.81 |  |  | 6042519.8 | 2029027.3 | 6042483.5 | 2029074.8
LP-26_LP-25 | LP-26 | LP-25 | ForceMain | HDPE | CIRC |  | 20 | 20 | 0.013 | -0.051 | 175.5 | -4.54 | -4.45 |  |  | 6042621.4 | 2028884.2 | 6042519.8 | 2029027.3
LP-27_LP-26 | LP-27 | LP-26 | ForceMain | HDPE | CIRC |  | 20 | 20 | 0.013 | -4.914 | 50.1 | -7 | -4.54 |  |  | 6042650.1 | 2028843.3 | 6042621.4 | 2028884.2
LP-28_LP-27 | LP-28 | LP-27 | ForceMain | HDPE | CIRC |  | 20 | 20 | 0.013 | -0.006 | 180 | -7.01 | -7 |  |  | 6042765.3 | 2028704.7 | 6042650.1 | 2028843.3
NSSC-WW1_P_LP-24 | NSSC-WW1_P | LP-24 | ForceMain | VCP | CIRC |  | 12 | 12 | 0.013 | -0.026 | 3829.8 | -5.18 | -4.19 |  |  | 6040688.1 | 2026620.4 | 6042483.5 | 2029074.8
PH2-12_ST11 | PH2-12 | ST11 | Gravity | VCP | CIRC |  | 42 | 42 | 0.013 | 0.109 | 412.7 | -19.7 | -20.15 |  |  | 6038371.1 | 2028411.6 | 6038327.3 | 2028822
PH2-13_PH2-12 | PH2-13 | PH2-12 | Gravity | VCP | CIRC |  | 42 | 42 | 0.013 | 0.1 | 410.5 | -19.29 | -19.7 |  |  | 6038408.6 | 2028002.8 | 6038371.1 | 2028411.6
PH2-14_PH2-13 | PH2-14 | PH2-13 | Gravity | VCP | CIRC |  | 42 | 42 | 0.013 | 0.251 | 458.4 | -18.14 | -19.29 |  |  | 6038452.4 | 2027546.5 | 6038408.6 | 2028002.8
PH2-15_PH2-14 | PH2-15 | PH2-14 | Gravity | VCP | CIRC |  | 42 | 42 | 0.013 | 0.247 | 360.8 | -17.25 | -18.14 |  |  | 6038482.3 | 2027186.9 | 6038452.4 | 2027546.5
PH2-16_PH2-15 | PH2-16 | PH2-15 | Gravity | VCP | CIRC |  | 42 | 42 | 0.013 | 0.362 | 422.7 | -15.72 | -17.25 |  |  | 6038534.4 | 2026767.4 | 6038482.3 | 2027186.9
PH2-17_PH2-16 | PH2-17 | PH2-16 | Gravity | VCP | CIRC |  | 42 | 42 | 0.013 | 0.349 | 200.5 | -15.02 | -15.72 |  |  | 6038590.4 | 2026574.9 | 6038534.4 | 2026767.4
ST1-2_ST-WW | ST1-2 | ST-WW | Gravity | VCP | CIRC |  | 54 | 54 | 0.013 | 0.251 | 351.1 | -31.72 | -32.6 |  |  | 6037981.2 | 2033276.5 | 6038251 | 2033501.1
ST-WW_P328 | ST-WW | P328 | Gravity | VCP | CIRC |  | 54 | 54 | 0.013 | 0.33487 | 119.4504 | -32.6 | -33 |  |  | 6038251 | 2033501.1 | 6038337 | 2033584
ST1-3_ST1-2 | ST1-3 | ST1-2 | Gravity | VCP | CIRC |  | 48 | 48 | 0.013 | 0.299 | 280.8 | -30.73 | -31.57 |  |  | 6037850.5 | 2033028 | 6037981.2 | 2033276.5
ST1_ECR1 | ST1 | ECR1 | Gravity | VCP | CIRC |  | 48 | 48 | 0.013 | 0.101 | 267 | -26.31 | -26.58 |  |  | 6037569.8 | 2032584.3 | 6037639.6 | 2032829.7
ST10_ST9 | ST10 | ST9 | Gravity | VCP | CIRC |  | 42 | 42 | 0.013 | 0.101 | 425 | -20.34 | -20.77 |  |  | 6038302.8 | 2029015.6 | 6038131.8 | 2029404.7
ST11_ST10 | ST11 | ST10 | Gravity | VCP | CIRC |  | 42 | 42 | 0.013 | 0.098 | 194 | -20.15 | -20.34 |  |  | 6038327.3 | 2028822 | 6038302.8 | 2029015.6
ST2_ST1 | ST2 | ST1 | Gravity | VCP | CIRC |  | 48 | 48 | 0.013 | 0.1 | 468 | -25.84 | -26.31 |  |  | 6037470.5 | 2032123.5 | 6037569.8 | 2032584.3
ST3_ST2 | ST3 | ST2 | Gravity | VCP | CIRC |  | 48 | 48 | 0.013 | 0.099 | 465 | -25.38 | -25.84 |  |  | 6037362.5 | 2031683.3 | 6037470.5 | 2032123.5
ST4_ST3 | ST4 | ST3 | Gravity | VCP | CIRC |  | 48 | 48 | 0.013 | 0.1 | 460 | -24.92 | -25.38 |  |  | 6037257.3 | 2031226.4 | 6037362.5 | 2031683.3
ST5_ST4 | ST5 | ST4 | Gravity | VCP | CIRC |  | 48 | 48 | 0.013 | 0.251 | 622 | -23.36 | -24.92 |  |  | 6037132.5 | 2030626 | 6037257.3 | 2031226.4
ST6_ST5 | ST6 | ST5 | Gravity | VCP | CIRC |  | 48 | 48 | 0.013 | 0.248 | 411 | -22.34 | -23.36 |  |  | 6037376.2 | 2030319.5 | 6037132.5 | 2030626
ST7_ST6 | ST7 | ST6 | Gravity | VCP | CIRC |  | 48 | 48 | 0.013 | 0.25 | 272 | -21.66 | -22.34 |  |  | 6037555 | 2030083.7 | 6037376.2 | 2030319.5
ST8_ST7 | ST8 | ST7 | Gravity | VCP | CIRC |  | 48 | 48 | 0.013 | 0.1 | 412 | -21.25 | -21.66 |  |  | 6037819.3 | 2029768.3 | 6037555 | 2030083.7
ST9_ST8 | ST9 | ST8 | Gravity | VCP | CIRC |  | 48 | 48 | 0.013 | 0.1 | 479 | -20.77 | -21.25 |  |  | 6038131.8 | 2029404.7 | 6037819.3 | 2029768.3
WWTP_WWTP_OF1 | WWTP | WWTP_OF1 | Gravity | VCP | CIRC |  | 120 | 120 | 0.013 | 11.706 | 8.5 | -8 | -9 |  |  | 6040915 | 2034421.4 | 6040920.3 | 2034428.1

## Flow data, no diurnal variation
An example of a flow data file. The flow data is for just an average flow simulation
The units in this case are in US-units (mgd). Many units are OK, but must be set in the setup menue
Node ID | Total Average Flow | Units: | m3/s | m3 s-1
Units: | mgd |  | m3/h | m3 h-1
135-02 | 0.097687 |  | m3/d | m3 d-1
179-03 | 0.11195 |  | L/s | L s-1 | lps
179-17 | 0.12227 |  | mgd
201-06 | 0.21305 |  | cfm
223-24 | 0.056107
244-13 | 0.043156
178-09 | 0.091332
200-03 | 0.084652
200-15 | 0.095375
265-03 | 0.038455
221-04 | 0.04923
264-15 | 0.074384
307-26 | 0.20651
329-09 | 0.049085
351-IJB1 | 0.02849
263-23 | 0.090536
242-33 | 0.15343
264-07 | 0.037981
307-07 | 0.47962
328-34 | 0.09329
329-07 | 0.0244
349-30 | 0.017371
350-04 | 0.029836
371-35 | 0.0090422
393-08 | 0.023878
262-25 | 0.053365
263-05 | 0.0050435
328-07 | 0.4859
349-20 | 0.017899
350-08 | 0.023275
392-23 | 0.0080853
392-16 | 0.007992
261-12 | 0.026533
369-08 | 0.11757
370-26 | 0.0088725
391-14 | 0.0067333
392-03 | 0.0091682
392-09 | 0.0095423
413-26 | 0.022835
260-19 | 0.030957
282-19 | 0.01096
303-07 | 0.048022
303-29 | 0.10044
325-11 | 0.035498
369-31 | 0.20421
413-02 | 0.01661
434-08 | 0.019565
324-06 | 0.044548
324-22 | 0.058408
346-09 | 0.048808
367-17 | 0.016523
367-17 | 0.15606
368-18 | 0.02533
433-08 | 0.011413
455-02 | 0.021615
367-13 | 0.010053
388-21 | 0.0094138
476-09 | 0.05278
366-FR1 | 0.016385
409-08 | 0.008202
387-NO2 | 0.0076537
474-21 | 0.024485
495-09 | 0.087062
431-07 | 0.10606
432-10 | 0.030223
453-13 | 0.016863
453-13 | 0.004685
432-16 | 0.021833
475-12 | 0.029129
322-38 | 0.10142
343-22 | 0.030968
365-06 | 0.020657
409-18 | 0.042863
409-02 | 0.091669
409-03 | 0.017269
430-NO2 | 0.09956
496-01 | 0.025777
497-21 | 0.042601
518-05 | 0.056977
363-05 | 0.082635
364-04 | 0.015099
24th_07 | 0.013861
430-08 | 0.037019
539-FR2 | 0.062961
560-03 | 0.038848
23H-76 | 0.078081
450-11 | 0.024582
472-02 | 0.042938
451-06 | 0.043709
474-23 | 0.026159
537-14 | 0.032507
537-29 | 0.052791
538-22 | 0.10875
580-11 | 0.054987
471-02 | 0.1132
493-08 | 0.03374
537-10 | 0.095232
471-04 | 0.009081
514-05 | 0.032816
514-14 | 0.021448
536-01 | 0.01429
579-16 | 0.070766
404-04 | 0.031576
425-07 | 0.027684
447-01 | 0.015019
512-08 | 0.026387
513-11 | 0.078096
535-15 | 0.095828
535-24 | 0.004335
557-15 | 0.012082
557-13 | 0.10519
599-09 | 0.16901
511-15 | 0.032911
532-22 | 0.073972
556-01 | 0.02521
577-33 | 0.01724
556-16 | 0.01376
557-19 | 0.13284
446-13 | 0.055744
467-01 | 0.056288
119-05 | 0.04478
139-07 | 0.24183
139-31 | 0.06079
180-25 | 0.029353
160-19 | 0.061297
181-11 | 0.058576
181-11 | 0.11206
180-01 | 0.071604
202-11 | 0.074039
244-37 | 0.21115
368-15 | 0.018335

## Flow data, diurnal variation
An eample of a flow data file. The flow data is for an average flow simulation and diurnal flow variation
Alternatively to the flow variation data, a flow variation pattern can be supplied
The time in the flow pattern can be any floating point type (meaning you can write e.g. 12.0; 12.5; 13.0 and so on). the time intervals MUST though be the same, for example 1 hour or 0.5 hours, and so on
The units in this case are in US-units (mgd). Many units are OK, but must be set in the settup menue
Node ID | Total Average Flow | -12 | -11 | -10 | -9 | -8 | -7 | -6 | -5 | -4 | -3 | -2 | -1 | 0 | 1 | 2 | 3 | 4 | 5 | 6 | 7 | 8 | 9 | 10 | 11 | 12 | 13 | 14 | 15 | 16 | 17 | 18 | 19 | 20 | 21 | 22 | 23 | 24 | 25 | 26 | 27 | 28 | 29 | 30 | 31 | 32 | 33 | 34 | 35 | 36 | 37 | 38 | 39 | 40 | 41 | 42 | 43 | 44 | 45 | 46 | 47 | 48
Units: | mgd | mgd | mgd | mgd | mgd | mgd | mgd | mgd | mgd | mgd | mgd | mgd | mgd | mgd | mgd | mgd | mgd | mgd | mgd | mgd | mgd | mgd | mgd | mgd | mgd | mgd | mgd | mgd | mgd | mgd | mgd | mgd | mgd | mgd | mgd | mgd | mgd | mgd | mgd | mgd | mgd | mgd | mgd | mgd | mgd | mgd | mgd | mgd | mgd | mgd | mgd | mgd | mgd | mgd | mgd | mgd | mgd | mgd | mgd | mgd | mgd | mgd
135-02 | 0.097687 | 0.1266 | 0.11524 | 0.10504 | 0.097801 | 0.097812 | 0.103 | 0.10748 | 0.11158 | 0.11576 | 0.11406 | 0.10605 | 0.092101 | 0.076134 | 0.064602 | 0.058813 | 0.055509 | 0.054932 | 0.058204 | 0.066697 | 0.090848 | 0.12325 | 0.14281 | 0.14576 | 0.13805 | 0.1266 | 0.11524 | 0.10504 | 0.097801 | 0.097812 | 0.103 | 0.10748 | 0.11158 | 0.11576 | 0.11406 | 0.10605 | 0.092101 | 0.080015 | 0.06408 | 0.056551 | 0.053192 | 0.053258 | 0.062007 | 0.096281 | 0.13463 | 0.13903 | 0.12971 | 0.12205 | 0.11361 | 0.10698 | 0.098932 | 0.088885 | 0.086158 | 0.087555 | 0.096115 | 0.10903 | 0.11825 | 0.12109 | 0.11838 | 0.10971 | 0.096914 | 0.076134
179-03 | 0.11195 | 0.14508 | 0.13207 | 0.12038 | 0.11208 | 0.11209 | 0.11804 | 0.12317 | 0.12787 | 0.13267 | 0.13071 | 0.12153 | 0.10555 | 0.087249 | 0.074033 | 0.0674 | 0.063613 | 0.062952 | 0.066701 | 0.076435 | 0.10411 | 0.14124 | 0.16366 | 0.16704 | 0.15821 | 0.14508 | 0.13207 | 0.12038 | 0.11208 | 0.11209 | 0.11804 | 0.12317 | 0.12787 | 0.13267 | 0.13071 | 0.12153 | 0.10555 | 0.091696 | 0.073436 | 0.064808 | 0.060957 | 0.061034 | 0.07106 | 0.11034 | 0.15428 | 0.15933 | 0.14865 | 0.13987 | 0.1302 | 0.1226 | 0.11338 | 0.10186 | 0.098736 | 0.10034 | 0.11015 | 0.12495 | 0.13551 | 0.13876 | 0.13566 | 0.12573 | 0.11106 | 0.087249
179-17 | 0.12227 | 0.15845 | 0.14424 | 0.13147 | 0.12241 | 0.12242 | 0.12892 | 0.13452 | 0.13966 | 0.14489 | 0.14275 | 0.13273 | 0.11527 | 0.095289 | 0.080856 | 0.073611 | 0.069476 | 0.068754 | 0.072848 | 0.083479 | 0.11371 | 0.15426 | 0.17874 | 0.18243 | 0.17279 | 0.15845 | 0.14424 | 0.13147 | 0.12241 | 0.12242 | 0.12892 | 0.13452 | 0.13966 | 0.14489 | 0.14275 | 0.13273 | 0.11527 | 0.10015 | 0.080203 | 0.07078 | 0.066575 | 0.066658 | 0.077608 | 0.12051 | 0.1685 | 0.17401 | 0.16235 | 0.15276 | 0.1422 | 0.1339 | 0.12382 | 0.11125 | 0.10784 | 0.10958 | 0.1203 | 0.13647 | 0.148 | 0.15155 | 0.14817 | 0.13731 | 0.1213 | 0.095289
201-06 | 0.21305 | 0.27609 | 0.25133 | 0.22908 | 0.21329 | 0.21332 | 0.22463 | 0.2344 | 0.24335 | 0.25247 | 0.24874 | 0.23128 | 0.20086 | 0.16604 | 0.14089 | 0.12827 | 0.12106 | 0.1198 | 0.12694 | 0.14546 | 0.19813 | 0.26879 | 0.31145 | 0.31788 | 0.30108 | 0.27609 | 0.25133 | 0.22908 | 0.21329 | 0.21332 | 0.22463 | 0.2344 | 0.24335 | 0.25247 | 0.24874 | 0.23128 | 0.20086 | 0.1745 | 0.13975 | 0.12333 | 0.116 | 0.11615 | 0.13523 | 0.20998 | 0.2936 | 0.3032 | 0.28289 | 0.26618 | 0.24778 | 0.23332 | 0.21576 | 0.19385 | 0.1879 | 0.19095 | 0.20962 | 0.23779 | 0.25788 | 0.26408 | 0.25818 | 0.23926 | 0.21136 | 0.16604
223-24 | 0.056107 | 0.072711 | 0.066189 | 0.06033 | 0.056171 | 0.056178 | 0.059158 | 0.061731 | 0.064088 | 0.066489 | 0.065508 | 0.06091 | 0.052898 | 0.043727 | 0.037104 | 0.033779 | 0.031881 | 0.03155 | 0.033429 | 0.038307 | 0.052178 | 0.070788 | 0.082022 | 0.083716 | 0.07929 | 0.072711 | 0.066189 | 0.06033 | 0.056171 | 0.056178 | 0.059158 | 0.061731 | 0.064088 | 0.066489 | 0.065508 | 0.06091 | 0.052898 | 0.045956 | 0.036804 | 0.03248 | 0.03055 | 0.030589 | 0.035613 | 0.055299 | 0.077322 | 0.07985 | 0.0745 | 0.0701 | 0.065253 | 0.061445 | 0.056821 | 0.051051 | 0.049484 | 0.050287 | 0.055203 | 0.062623 | 0.067915 | 0.069546 | 0.067992 | 0.063011 | 0.055662 | 0.043727
244-13 | 0.043156 | 0.055927 | 0.050911 | 0.046405 | 0.043206 | 0.043211 | 0.045503 | 0.047482 | 0.049295 | 0.051141 | 0.050387 | 0.04685 | 0.040688 | 0.033634 | 0.028539 | 0.025982 | 0.024522 | 0.024268 | 0.025713 | 0.029465 | 0.040134 | 0.054448 | 0.063089 | 0.064392 | 0.060988 | 0.055927 | 0.050911 | 0.046405 | 0.043206 | 0.043211 | 0.045503 | 0.047482 | 0.049295 | 0.051141 | 0.050387 | 0.04685 | 0.040688 | 0.035348 | 0.028309 | 0.024983 | 0.023499 | 0.023528 | 0.027393 | 0.042535 | 0.059474 | 0.061419 | 0.057304 | 0.053919 | 0.050191 | 0.047262 | 0.043705 | 0.039267 | 0.038062 | 0.038679 | 0.042461 | 0.048168 | 0.052239 | 0.053493 | 0.052298 | 0.048467 | 0.042814 | 0.033634
178-09 | 0.091332 | 0.11836 | 0.10775 | 0.098208 | 0.091438 | 0.091449 | 0.0963 | 0.10049 | 0.10432 | 0.10823 | 0.10664 | 0.099151 | 0.08611 | 0.071181 | 0.060399 | 0.054987 | 0.051898 | 0.051359 | 0.054417 | 0.062358 | 0.084938 | 0.11523 | 0.13352 | 0.13628 | 0.12907 | 0.11836 | 0.10775 | 0.098208 | 0.091438 | 0.091449 | 0.0963 | 0.10049 | 0.10432 | 0.10823 | 0.10664 | 0.099151 | 0.08611 | 0.074809 | 0.059912 | 0.052872 | 0.049731 | 0.049793 | 0.057973 | 0.090018 | 0.12587 | 0.12998 | 0.12127 | 0.11411 | 0.10622 | 0.10002 | 0.092496 | 0.083103 | 0.080553 | 0.081859 | 0.089862 | 0.10194 | 0.11056 | 0.11321 | 0.11068 | 0.10257 | 0.090609 | 0.071181
200-03 | 0.084652 | 0.1097 | 0.099865 | 0.091025 | 0.084751 | 0.08476 | 0.089257 | 0.093139 | 0.096694 | 0.10032 | 0.098837 | 0.0919 | 0.079812 | 0.065975 | 0.055981 | 0.050966 | 0.048102 | 0.047602 | 0.050437 | 0.057798 | 0.078726 | 0.1068 | 0.12375 | 0.12631 | 0.11963 | 0.1097 | 0.099865 | 0.091025 | 0.084751 | 0.08476 | 0.089257 | 0.093139 | 0.096694 | 0.10032 | 0.098837 | 0.0919 | 0.079812 | 0.069338 | 0.05553 | 0.049005 | 0.046094 | 0.046152 | 0.053733 | 0.083434 | 0.11666 | 0.12048 | 0.1124 | 0.10577 | 0.098453 | 0.092707 | 0.085731 | 0.077025 | 0.074661 | 0.075872 | 0.08329 | 0.094484 | 0.10247 | 0.10493 | 0.10258 | 0.095071 | 0.083982 | 0.065975
200-15 | 0.095375 | 0.1236 | 0.11251 | 0.10255 | 0.095485 | 0.095496 | 0.10056 | 0.10494 | 0.10894 | 0.11302 | 0.11136 | 0.10354 | 0.089921 | 0.074331 | 0.063072 | 0.057421 | 0.054195 | 0.053632 | 0.056826 | 0.065118 | 0.088698 | 0.12033 | 0.13943 | 0.14231 | 0.13478 | 0.1236 | 0.11251 | 0.10255 | 0.095485 | 0.095496 | 0.10056 | 0.10494 | 0.10894 | 0.11302 | 0.11136 | 0.10354 | 0.089921 | 0.07812 | 0.062564 | 0.055213 | 0.051932 | 0.051997 | 0.060539 | 0.094002 | 0.13144 | 0.13574 | 0.12664 | 0.11916 | 0.11092 | 0.10445 | 0.09659 | 0.086781 | 0.084118 | 0.085482 | 0.09384 | 0.10645 | 0.11545 | 0.11822 | 0.11558 | 0.10711 | 0.094619 | 0.074331
265-03 | 0.038455 | 0.049836 | 0.045366 | 0.04135 | 0.0385 | 0.038504 | 0.040547 | 0.04231 | 0.043925 | 0.045571 | 0.044899 | 0.041747 | 0.036256 | 0.02997 | 0.025431 | 0.023152 | 0.021851 | 0.021624 | 0.022912 | 0.026256 | 0.035763 | 0.048517 | 0.056217 | 0.057378 | 0.054345 | 0.049836 | 0.045366 | 0.04135 | 0.0385 | 0.038504 | 0.040547 | 0.04231 | 0.043925 | 0.045571 | 0.044899 | 0.041747 | 0.036256 | 0.031498 | 0.025225 | 0.022262 | 0.020939 | 0.020965 | 0.024409 | 0.037902 | 0.052996 | 0.054729 | 0.051062 | 0.048046 | 0.044724 | 0.042114 | 0.038945 | 0.03499 | 0.033916 | 0.034466 | 0.037836 | 0.042921 | 0.046549 | 0.047666 | 0.046601 | 0.043188 | 0.03815 | 0.02997
221-04 | 0.04923 | 0.063799 | 0.058077 | 0.052936 | 0.049287 | 0.049293 | 0.051908 | 0.054165 | 0.056233 | 0.05834 | 0.057479 | 0.053445 | 0.046415 | 0.038368 | 0.032556 | 0.029639 | 0.027974 | 0.027683 | 0.029332 | 0.033612 | 0.045783 | 0.062112 | 0.071969 | 0.073456 | 0.069572 | 0.063799 | 0.058077 | 0.052936 | 0.049287 | 0.049293 | 0.051908 | 0.054165 | 0.056233 | 0.05834 | 0.057479 | 0.053445 | 0.046415 | 0.040324 | 0.032294 | 0.028499 | 0.026806 | 0.02684 | 0.031249 | 0.048521 | 0.067845 | 0.070064 | 0.06537 | 0.061508 | 0.057256 | 0.053914 | 0.049857 | 0.044794 | 0.04342 | 0.044124 | 0.048438 | 0.054948 | 0.059591 | 0.061022 | 0.059659 | 0.055289 | 0.04884 | 0.038368
264-15 | 0.074384 | 0.096398 | 0.087752 | 0.079984 | 0.074471 | 0.074479 | 0.078431 | 0.081842 | 0.084966 | 0.088149 | 0.086849 | 0.080753 | 0.070131 | 0.057972 | 0.049191 | 0.044784 | 0.042268 | 0.041828 | 0.044319 | 0.050787 | 0.069177 | 0.093848 | 0.10874 | 0.11099 | 0.10512 | 0.096398 | 0.087752 | 0.079984 | 0.074471 | 0.074479 | 0.078431 | 0.081842 | 0.084966 | 0.088149 | 0.086849 | 0.080753 | 0.070131 | 0.060927 | 0.048794 | 0.043061 | 0.040503 | 0.040554 | 0.047215 | 0.073314 | 0.10251 | 0.10586 | 0.098771 | 0.092936 | 0.086511 | 0.081462 | 0.075332 | 0.067682 | 0.065605 | 0.066669 | 0.073187 | 0.083024 | 0.09004 | 0.092202 | 0.090142 | 0.083539 | 0.073795 | 0.057972
307-26 | 0.20651 | 0.26763 | 0.24362 | 0.22206 | 0.20675 | 0.20677 | 0.21774 | 0.22721 | 0.23589 | 0.24472 | 0.24111 | 0.22419 | 0.1947 | 0.16095 | 0.13657 | 0.12433 | 0.11735 | 0.11613 | 0.12304 | 0.141 | 0.19205 | 0.26055 | 0.3019 | 0.30813 | 0.29184 | 0.26763 | 0.24362 | 0.22206 | 0.20675 | 0.20677 | 0.21774 | 0.22721 | 0.23589 | 0.24472 | 0.24111 | 0.22419 | 0.1947 | 0.16915 | 0.13547 | 0.11955 | 0.11245 | 0.11259 | 0.13108 | 0.20354 | 0.2846 | 0.2939 | 0.27421 | 0.25801 | 0.24018 | 0.22616 | 0.20914 | 0.1879 | 0.18214 | 0.18509 | 0.20319 | 0.2305 | 0.24997 | 0.25598 | 0.25026 | 0.23193 | 0.20487 | 0.16095
329-09 | 0.049085 | 0.063611 | 0.057906 | 0.05278 | 0.049142 | 0.049147 | 0.051755 | 0.054006 | 0.056067 | 0.058168 | 0.05731 | 0.053287 | 0.046278 | 0.038255 | 0.03246 | 0.029552 | 0.027892 | 0.027602 | 0.029246 | 0.033513 | 0.045648 | 0.061929 | 0.071757 | 0.073239 | 0.069367 | 0.063611 | 0.057906 | 0.05278 | 0.049142 | 0.049147 | 0.051755 | 0.054006 | 0.056067 | 0.058168 | 0.05731 | 0.053287 | 0.046278 | 0.040205 | 0.032198 | 0.028415 | 0.026727 | 0.026761 | 0.031157 | 0.048379 | 0.067645 | 0.069857 | 0.065177 | 0.061327 | 0.057087 | 0.053755 | 0.04971 | 0.044662 | 0.043292 | 0.043994 | 0.048295 | 0.054786 | 0.059416 | 0.060842 | 0.059483 | 0.055126 | 0.048696 | 0.038255
351-IJB1 | 0.02849 | 0.036921 | 0.03361 | 0.030635 | 0.028523 | 0.028526 | 0.03004 | 0.031346 | 0.032543 | 0.033762 | 0.033264 | 0.030929 | 0.026861 | 0.022204 | 0.018841 | 0.017153 | 0.016189 | 0.016021 | 0.016975 | 0.019452 | 0.026495 | 0.035945 | 0.041649 | 0.04251 | 0.040262 | 0.036921 | 0.03361 | 0.030635 | 0.028523 | 0.028526 | 0.03004 | 0.031346 | 0.032543 | 0.033762 | 0.033264 | 0.030929 | 0.026861 | 0.023336 | 0.018689 | 0.016493 | 0.015513 | 0.015532 | 0.018084 | 0.02808 | 0.039263 | 0.040547 | 0.03783 | 0.035596 | 0.033135 | 0.031201 | 0.028853 | 0.025923 | 0.025127 | 0.025535 | 0.028031 | 0.031799 | 0.034486 | 0.035314 | 0.034525 | 0.031996 | 0.028264 | 0.022204
263-23 | 0.090536 | 0.11733 | 0.10681 | 0.097351 | 0.09064 | 0.090651 | 0.09546 | 0.099612 | 0.10341 | 0.10729 | 0.10571 | 0.098286 | 0.085358 | 0.07056 | 0.059872 | 0.054508 | 0.051445 | 0.050911 | 0.053942 | 0.061814 | 0.084197 | 0.11423 | 0.13235 | 0.13509 | 0.12794 | 0.11733 | 0.10681 | 0.097351 | 0.09064 | 0.090651 | 0.09546 | 0.099612 | 0.10341 | 0.10729 | 0.10571 | 0.098286 | 0.085358 | 0.074157 | 0.059389 | 0.052411 | 0.049297 | 0.049359 | 0.057467 | 0.089232 | 0.12477 | 0.12885 | 0.12022 | 0.11312 | 0.10529 | 0.099149 | 0.091689 | 0.082378 | 0.07985 | 0.081145 | 0.089078 | 0.10105 | 0.10959 | 0.11222 | 0.10971 | 0.10168 | 0.089818 | 0.07056
242-33 | 0.15343 | 0.19883 | 0.181 | 0.16498 | 0.1536 | 0.15362 | 0.16177 | 0.16881 | 0.17525 | 0.18182 | 0.17913 | 0.16656 | 0.14465 | 0.11957 | 0.10146 | 0.092371 | 0.087181 | 0.086275 | 0.091413 | 0.10475 | 0.14268 | 0.19357 | 0.22429 | 0.22892 | 0.21682 | 0.19883 | 0.181 | 0.16498 | 0.1536 | 0.15362 | 0.16177 | 0.16881 | 0.17525 | 0.18182 | 0.17913 | 0.16656 | 0.14465 | 0.12567 | 0.10064 | 0.088818 | 0.083541 | 0.083646 | 0.097387 | 0.15122 | 0.21144 | 0.21835 | 0.20372 | 0.19169 | 0.17844 | 0.16802 | 0.15538 | 0.1396 | 0.13532 | 0.13751 | 0.15096 | 0.17125 | 0.18572 | 0.19018 | 0.18593 | 0.17231 | 0.15221 | 0.11957
264-07 | 0.037981 | 0.049222 | 0.044807 | 0.040841 | 0.038025 | 0.03803 | 0.040047 | 0.041789 | 0.043384 | 0.04501 | 0.044346 | 0.041233 | 0.03581 | 0.029601 | 0.025118 | 0.022867 | 0.021582 | 0.021358 | 0.02263 | 0.025932 | 0.035322 | 0.04792 | 0.055525 | 0.056672 | 0.053675 | 0.049222 | 0.044807 | 0.040841 | 0.038025 | 0.03803 | 0.040047 | 0.041789 | 0.043384 | 0.04501 | 0.044346 | 0.041233 | 0.03581 | 0.03111 | 0.024915 | 0.021988 | 0.020681 | 0.020707 | 0.024109 | 0.037435 | 0.052343 | 0.054055 | 0.050433 | 0.047454 | 0.044173 | 0.041595 | 0.038465 | 0.034559 | 0.033499 | 0.034042 | 0.03737 | 0.042393 | 0.045976 | 0.047079 | 0.046027 | 0.042656 | 0.037681 | 0.029601
307-07 | 0.47962 | 0.62156 | 0.56581 | 0.51573 | 0.48018 | 0.48023 | 0.50571 | 0.5277 | 0.54785 | 0.56837 | 0.55999 | 0.52068 | 0.45219 | 0.3738 | 0.31718 | 0.28876 | 0.27254 | 0.2697 | 0.28576 | 0.32747 | 0.44604 | 0.60512 | 0.70115 | 0.71564 | 0.6778 | 0.62156 | 0.56581 | 0.51573 | 0.48018 | 0.48023 | 0.50571 | 0.5277 | 0.54785 | 0.56837 | 0.55999 | 0.52068 | 0.45219 | 0.39285 | 0.31462 | 0.27765 | 0.26116 | 0.26148 | 0.30444 | 0.47272 | 0.66098 | 0.68259 | 0.63686 | 0.59924 | 0.55781 | 0.52525 | 0.48573 | 0.4364 | 0.42301 | 0.42987 | 0.4719 | 0.53533 | 0.58057 | 0.5945 | 0.58122 | 0.53865 | 0.47582 | 0.3738
328-34 | 0.09329 | 0.1209 | 0.11006 | 0.10031 | 0.093398 | 0.093409 | 0.098364 | 0.10264 | 0.10656 | 0.11055 | 0.10892 | 0.10128 | 0.087955 | 0.072707 | 0.061694 | 0.056166 | 0.05301 | 0.05246 | 0.055584 | 0.063695 | 0.086759 | 0.1177 | 0.13638 | 0.1392 | 0.13184 | 0.1209 | 0.11006 | 0.10031 | 0.093398 | 0.093409 | 0.098364 | 0.10264 | 0.10656 | 0.11055 | 0.10892 | 0.10128 | 0.087955 | 0.076413 | 0.061196 | 0.054006 | 0.050797 | 0.050861 | 0.059216 | 0.091947 | 0.12857 | 0.13277 | 0.12387 | 0.11656 | 0.1085 | 0.10217 | 0.094478 | 0.084884 | 0.082279 | 0.083613 | 0.091788 | 0.10413 | 0.11292 | 0.11564 | 0.11305 | 0.10477 | 0.092551 | 0.072707
329-07 | 0.0244 | 0.031621 | 0.028785 | 0.026237 | 0.024428 | 0.024431 | 0.025727 | 0.026846 | 0.027871 | 0.028915 | 0.028489 | 0.026489 | 0.023005 | 0.019016 | 0.016136 | 0.01469 | 0.013865 | 0.013721 | 0.014538 | 0.016659 | 0.022692 | 0.030785 | 0.03567 | 0.036407 | 0.034482 | 0.031621 | 0.028785 | 0.026237 | 0.024428 | 0.024431 | 0.025727 | 0.026846 | 0.027871 | 0.028915 | 0.028489 | 0.026489 | 0.023005 | 0.019986 | 0.016006 | 0.014125 | 0.013286 | 0.013303 | 0.015488 | 0.024049 | 0.033626 | 0.034726 | 0.032399 | 0.030485 | 0.028378 | 0.026722 | 0.024711 | 0.022201 | 0.02152 | 0.021869 | 0.024007 | 0.027234 | 0.029535 | 0.030245 | 0.029569 | 0.027403 | 0.024207 | 0.019016
349-30 | 0.017371 | 0.022511 | 0.020492 | 0.018678 | 0.017391 | 0.017393 | 0.018315 | 0.019112 | 0.019841 | 0.020585 | 0.020281 | 0.018858 | 0.016377 | 0.013538 | 0.011487 | 0.010458 | 0.0098705 | 0.0097679 | 0.01035 | 0.01186 | 0.016154 | 0.021916 | 0.025394 | 0.025918 | 0.024548 | 0.022511 | 0.020492 | 0.018678 | 0.017391 | 0.017393 | 0.018315 | 0.019112 | 0.019841 | 0.020585 | 0.020281 | 0.018858 | 0.016377 | 0.014228 | 0.011395 | 0.010056 | 0.0094584 | 0.0094702 | 0.011026 | 0.01712 | 0.023939 | 0.024721 | 0.023065 | 0.021703 | 0.020202 | 0.019023 | 0.017592 | 0.015805 | 0.01532 | 0.015569 | 0.017091 | 0.019388 | 0.021026 | 0.021531 | 0.02105 | 0.019508 | 0.017233 | 0.013538
350-04 | 0.029836 | 0.038666 | 0.035198 | 0.032083 | 0.029871 | 0.029874 | 0.031459 | 0.032828 | 0.034081 | 0.035358 | 0.034836 | 0.032391 | 0.02813 | 0.023253 | 0.019731 | 0.017963 | 0.016954 | 0.016778 | 0.017777 | 0.020371 | 0.027748 | 0.037644 | 0.043618 | 0.044519 | 0.042165 | 0.038666 | 0.035198 | 0.032083 | 0.029871 | 0.029874 | 0.031459 | 0.032828 | 0.034081 | 0.035358 | 0.034836 | 0.032391 | 0.02813 | 0.024439 | 0.019572 | 0.017272 | 0.016246 | 0.016267 | 0.018939 | 0.029407 | 0.041118 | 0.042463 | 0.039618 | 0.037278 | 0.034701 | 0.032675 | 0.030217 | 0.027148 | 0.026315 | 0.026742 | 0.029356 | 0.033302 | 0.036116 | 0.036983 | 0.036157 | 0.033508 | 0.0296 | 0.023253
371-35 | 0.0090422 | 0.011718 | 0.010667 | 0.009723 | 0.0090527 | 0.0090537 | 0.0095341 | 0.0099488 | 0.010329 | 0.010715 | 0.010557 | 0.0098164 | 0.0085252 | 0.0070472 | 0.0059797 | 0.005444 | 0.0051381 | 0.0050847 | 0.0053875 | 0.0061737 | 0.0084092 | 0.011408 | 0.013219 | 0.013492 | 0.012779 | 0.011718 | 0.010667 | 0.009723 | 0.0090527 | 0.0090537 | 0.0095341 | 0.0099488 | 0.010329 | 0.010715 | 0.010557 | 0.0098164 | 0.0085252 | 0.0074064 | 0.0059315 | 0.0052346 | 0.0049236 | 0.0049297 | 0.0057395 | 0.0089121 | 0.012461 | 0.012869 | 0.012007 | 0.011297 | 0.010516 | 0.0099026 | 0.0091574 | 0.0082275 | 0.007975 | 0.0081043 | 0.0088967 | 0.010092 | 0.010945 | 0.011208 | 0.010958 | 0.010155 | 0.0089706 | 0.0070472
393-08 | 0.023878 | 0.030945 | 0.028169 | 0.025676 | 0.023906 | 0.023909 | 0.025177 | 0.026272 | 0.027275 | 0.028297 | 0.027879 | 0.025922 | 0.022513 | 0.01861 | 0.015791 | 0.014376 | 0.013568 | 0.013427 | 0.014227 | 0.016303 | 0.022206 | 0.030126 | 0.034908 | 0.035628 | 0.033745 | 0.030945 | 0.028169 | 0.025676 | 0.023906 | 0.023909 | 0.025177 | 0.026272 | 0.027275 | 0.028297 | 0.027879 | 0.025922 | 0.022513 | 0.019558 | 0.015664 | 0.013823 | 0.013002 | 0.013018 | 0.015157 | 0.023535 | 0.032907 | 0.033983 | 0.031706 | 0.029834 | 0.027771 | 0.02615 | 0.024182 | 0.021727 | 0.02106 | 0.021401 | 0.023494 | 0.026652 | 0.028904 | 0.029598 | 0.028936 | 0.026817 | 0.023689 | 0.01861
262-25 | 0.053365 | 0.069157 | 0.062955 | 0.057382 | 0.053426 | 0.053432 | 0.056267 | 0.058714 | 0.060956 | 0.063239 | 0.062306 | 0.057933 | 0.050313 | 0.04159 | 0.03529 | 0.032128 | 0.030323 | 0.030008 | 0.031795 | 0.036435 | 0.049628 | 0.067328 | 0.078013 | 0.079625 | 0.075415 | 0.069157 | 0.062955 | 0.057382 | 0.053426 | 0.053432 | 0.056267 | 0.058714 | 0.060956 | 0.063239 | 0.062306 | 0.057933 | 0.050313 | 0.04371 | 0.035006 | 0.030893 | 0.029057 | 0.029094 | 0.033873 | 0.052596 | 0.073543 | 0.075948 | 0.070859 | 0.066674 | 0.062064 | 0.058442 | 0.054044 | 0.048556 | 0.047066 | 0.047829 | 0.052506 | 0.059562 | 0.064596 | 0.066147 | 0.064669 | 0.059932 | 0.052942 | 0.04159
263-05 | 0.0050435 | 0.0065361 | 0.0059499 | 0.0054232 | 0.0050493 | 0.0050499 | 0.0053178 | 0.0055491 | 0.0057609 | 0.0059768 | 0.0058886 | 0.0054753 | 0.0047551 | 0.0039307 | 0.0033353 | 0.0030365 | 0.0028659 | 0.0028361 | 0.003005 | 0.0034435 | 0.0046904 | 0.0063632 | 0.0073731 | 0.0075254 | 0.0071275 | 0.0065361 | 0.0059499 | 0.0054232 | 0.0050493 | 0.0050499 | 0.0053178 | 0.0055491 | 0.0057609 | 0.0059768 | 0.0058886 | 0.0054753 | 0.0047551 | 0.0041311 | 0.0033084 | 0.0029197 | 0.0027462 | 0.0027497 | 0.0032014 | 0.0049709 | 0.0069506 | 0.0071778 | 0.006697 | 0.0063014 | 0.0058657 | 0.0055234 | 0.0051077 | 0.0045891 | 0.0044482 | 0.0045204 | 0.0049623 | 0.0056293 | 0.006105 | 0.0062516 | 0.0061119 | 0.0056642 | 0.0050035 | 0.0039307
328-07 | 0.4859 | 0.6297 | 0.57322 | 0.52248 | 0.48646 | 0.48652 | 0.51233 | 0.53461 | 0.55502 | 0.57581 | 0.56732 | 0.5275 | 0.45811 | 0.37869 | 0.32133 | 0.29254 | 0.2761 | 0.27324 | 0.28951 | 0.33175 | 0.45188 | 0.61304 | 0.71033 | 0.72501 | 0.68667 | 0.6297 | 0.57322 | 0.52248 | 0.48646 | 0.48652 | 0.51233 | 0.53461 | 0.55502 | 0.57581 | 0.56732 | 0.5275 | 0.45811 | 0.39799 | 0.31874 | 0.28129 | 0.26458 | 0.26491 | 0.30842 | 0.47891 | 0.66963 | 0.69153 | 0.6452 | 0.60709 | 0.56511 | 0.53213 | 0.49209 | 0.44212 | 0.42855 | 0.4355 | 0.47808 | 0.54233 | 0.58817 | 0.60229 | 0.58883 | 0.5457 | 0.48205 | 0.37869
349-20 | 0.017899 | 0.023196 | 0.021116 | 0.019246 | 0.01792 | 0.017922 | 0.018873 | 0.019693 | 0.020445 | 0.021211 | 0.020898 | 0.019431 | 0.016875 | 0.01395 | 0.011837 | 0.010776 | 0.010171 | 0.010065 | 0.010664 | 0.012221 | 0.016646 | 0.022583 | 0.026166 | 0.026707 | 0.025295 | 0.023196 | 0.021116 | 0.019246 | 0.01792 | 0.017922 | 0.018873 | 0.019693 | 0.020445 | 0.021211 | 0.020898 | 0.019431 | 0.016875 | 0.014661 | 0.011741 | 0.010362 | 0.0097461 | 0.0097583 | 0.011361 | 0.017641 | 0.024667 | 0.025474 | 0.023767 | 0.022363 | 0.020817 | 0.019602 | 0.018127 | 0.016286 | 0.015786 | 0.016042 | 0.017611 | 0.019978 | 0.021666 | 0.022186 | 0.021691 | 0.020102 | 0.017757 | 0.01395
350-08 | 0.023275 | 0.030163 | 0.027458 | 0.025027 | 0.023302 | 0.023305 | 0.024541 | 0.025608 | 0.026586 | 0.027582 | 0.027175 | 0.025268 | 0.021944 | 0.01814 | 0.015392 | 0.014013 | 0.013226 | 0.013088 | 0.013868 | 0.015891 | 0.021645 | 0.029365 | 0.034026 | 0.034728 | 0.032892 | 0.030163 | 0.027458 | 0.025027 | 0.023302 | 0.023305 | 0.024541 | 0.025608 | 0.026586 | 0.027582 | 0.027175 | 0.025268 | 0.021944 | 0.019064 | 0.015268 | 0.013474 | 0.012673 | 0.012689 | 0.014774 | 0.02294 | 0.032076 | 0.033125 | 0.030905 | 0.02908 | 0.027069 | 0.025489 | 0.023571 | 0.021178 | 0.020528 | 0.020861 | 0.0229 | 0.025978 | 0.028174 | 0.02885 | 0.028205 | 0.026139 | 0.023091 | 0.01814
392-23 | 0.0080853 | 0.010478 | 0.0095382 | 0.0086939 | 0.0080946 | 0.0080955 | 0.008525 | 0.0088958 | 0.0092354 | 0.0095814 | 0.0094401 | 0.0087774 | 0.0076229 | 0.0063013 | 0.0053469 | 0.0048678 | 0.0045943 | 0.0045466 | 0.0048173 | 0.0055203 | 0.0075192 | 0.010201 | 0.01182 | 0.012064 | 0.011426 | 0.010478 | 0.0095382 | 0.0086939 | 0.0080946 | 0.0080955 | 0.008525 | 0.0088958 | 0.0092354 | 0.0095814 | 0.0094401 | 0.0087774 | 0.0076229 | 0.0066225 | 0.0053037 | 0.0046806 | 0.0044025 | 0.004408 | 0.0051321 | 0.0079689 | 0.011142 | 0.011507 | 0.010736 | 0.010102 | 0.0094033 | 0.0088545 | 0.0081882 | 0.0073567 | 0.007131 | 0.0072466 | 0.0079551 | 0.0090243 | 0.009787 | 0.010022 | 0.009798 | 0.0090803 | 0.0080212 | 0.0063013
392-16 | 0.007992 | 0.010357 | 0.0094282 | 0.0085936 | 0.0080013 | 0.0080022 | 0.0084267 | 0.0087932 | 0.0091289 | 0.0094709 | 0.0093312 | 0.0086762 | 0.007535 | 0.0062286 | 0.0052852 | 0.0048116 | 0.0045413 | 0.0044941 | 0.0047617 | 0.0054566 | 0.0074325 | 0.010083 | 0.011683 | 0.011925 | 0.011294 | 0.010357 | 0.0094282 | 0.0085936 | 0.0080013 | 0.0080022 | 0.0084267 | 0.0087932 | 0.0091289 | 0.0094709 | 0.0093312 | 0.0086762 | 0.007535 | 0.0065461 | 0.0052425 | 0.0046266 | 0.0043517 | 0.0043571 | 0.0050729 | 0.007877 | 0.011014 | 0.011374 | 0.010612 | 0.0099852 | 0.0092949 | 0.0087524 | 0.0080938 | 0.0072719 | 0.0070487 | 0.007163 | 0.0078634 | 0.0089202 | 0.0096741 | 0.0099063 | 0.009685 | 0.0089756 | 0.0079287 | 0.0062286
261-12 | 0.026533 | 0.034385 | 0.031301 | 0.02853 | 0.026563 | 0.026566 | 0.027976 | 0.029192 | 0.030307 | 0.031442 | 0.030978 | 0.028804 | 0.025015 | 0.020678 | 0.017546 | 0.015974 | 0.015077 | 0.01492 | 0.015808 | 0.018115 | 0.024675 | 0.033475 | 0.038788 | 0.039589 | 0.037496 | 0.034385 | 0.031301 | 0.02853 | 0.026563 | 0.026566 | 0.027976 | 0.029192 | 0.030307 | 0.031442 | 0.030978 | 0.028804 | 0.025015 | 0.021732 | 0.017405 | 0.01536 | 0.014447 | 0.014465 | 0.016841 | 0.026151 | 0.036565 | 0.037761 | 0.035231 | 0.03315 | 0.030858 | 0.029057 | 0.02687 | 0.024142 | 0.023401 | 0.02378 | 0.026105 | 0.029614 | 0.032117 | 0.032888 | 0.032153 | 0.029798 | 0.026322 | 0.020678
369-08 | 0.11757 | 0.15236 | 0.1387 | 0.12642 | 0.11771 | 0.11772 | 0.12397 | 0.12936 | 0.13429 | 0.13933 | 0.13727 | 0.12764 | 0.11085 | 0.091629 | 0.07775 | 0.070784 | 0.066807 | 0.066113 | 0.07005 | 0.080272 | 0.10934 | 0.14833 | 0.17188 | 0.17542 | 0.16615 | 0.15236 | 0.1387 | 0.12642 | 0.11771 | 0.11772 | 0.12397 | 0.12936 | 0.13429 | 0.13933 | 0.13727 | 0.12764 | 0.11085 | 0.0963 | 0.077123 | 0.068061 | 0.064018 | 0.064098 | 0.074627 | 0.11588 | 0.16203 | 0.16732 | 0.15611 | 0.14689 | 0.13674 | 0.12876 | 0.11907 | 0.10698 | 0.10369 | 0.10538 | 0.11568 | 0.13123 | 0.14232 | 0.14573 | 0.14248 | 0.13204 | 0.11664 | 0.091629
370-26 | 0.0088725 | 0.011498 | 0.010467 | 0.0095404 | 0.0088828 | 0.0088838 | 0.0093551 | 0.009762 | 0.010135 | 0.010514 | 0.010359 | 0.0096321 | 0.0083651 | 0.0069149 | 0.0058675 | 0.0053418 | 0.0050416 | 0.0049893 | 0.0052864 | 0.0060578 | 0.0082513 | 0.011194 | 0.012971 | 0.013239 | 0.012539 | 0.011498 | 0.010467 | 0.0095404 | 0.0088828 | 0.0088838 | 0.0093551 | 0.009762 | 0.010135 | 0.010514 | 0.010359 | 0.0096321 | 0.0083651 | 0.0072674 | 0.0058201 | 0.0051363 | 0.0048311 | 0.0048372 | 0.0056318 | 0.0087448 | 0.012227 | 0.012627 | 0.011781 | 0.011085 | 0.010319 | 0.0097167 | 0.0089855 | 0.0080731 | 0.0078253 | 0.0079522 | 0.0087297 | 0.009903 | 0.01074 | 0.010998 | 0.010752 | 0.0099644 | 0.0088022 | 0.0069149
391-14 | 0.0067333 | 0.0087259 | 0.0079433 | 0.0072401 | 0.006741 | 0.0067418 | 0.0070995 | 0.0074083 | 0.0076911 | 0.0079792 | 0.0078615 | 0.0073097 | 0.0063482 | 0.0052476 | 0.0044528 | 0.0040538 | 0.003826 | 0.0037863 | 0.0040118 | 0.0045972 | 0.0062618 | 0.0084951 | 0.0098433 | 0.010047 | 0.0095154 | 0.0087259 | 0.0079433 | 0.0072401 | 0.006741 | 0.0067418 | 0.0070995 | 0.0074083 | 0.0076911 | 0.0079792 | 0.0078615 | 0.0073097 | 0.0063482 | 0.0055151 | 0.0044168 | 0.0038979 | 0.0036663 | 0.0036709 | 0.0042739 | 0.0066363 | 0.0092793 | 0.0095827 | 0.0089407 | 0.0084126 | 0.0078309 | 0.0073739 | 0.006819 | 0.0061266 | 0.0059385 | 0.0060348 | 0.0066249 | 0.0075153 | 0.0081504 | 0.0083461 | 0.0081596 | 0.0075619 | 0.0066799 | 0.0052476
392-03 | 0.0091682 | 0.011882 | 0.010816 | 0.0098584 | 0.0091789 | 0.0091799 | 0.0096669 | 0.010087 | 0.010472 | 0.010865 | 0.010705 | 0.0099531 | 0.008644 | 0.0071454 | 0.006063 | 0.0055198 | 0.0052097 | 0.0051556 | 0.0054626 | 0.0062597 | 0.0085264 | 0.011567 | 0.013403 | 0.01368 | 0.012957 | 0.011882 | 0.010816 | 0.0098584 | 0.0091789 | 0.0091799 | 0.0096669 | 0.010087 | 0.010472 | 0.010865 | 0.010705 | 0.0099531 | 0.008644 | 0.0075096 | 0.0060141 | 0.0053075 | 0.0049922 | 0.0049984 | 0.0058195 | 0.0090363 | 0.012635 | 0.013048 | 0.012174 | 0.011455 | 0.010663 | 0.010041 | 0.009285 | 0.0083422 | 0.0080861 | 0.0082173 | 0.0090207 | 0.010233 | 0.011098 | 0.011364 | 0.01111 | 0.010297 | 0.0090956 | 0.0071454
392-09 | 0.0095423 | 0.012366 | 0.011257 | 0.010261 | 0.0095533 | 0.0095544 | 0.010061 | 0.010499 | 0.0109 | 0.011308 | 0.011141 | 0.010359 | 0.0089966 | 0.0074368 | 0.0063104 | 0.005745 | 0.0054222 | 0.0053659 | 0.0056854 | 0.0065151 | 0.0088742 | 0.012039 | 0.01395 | 0.014238 | 0.013485 | 0.012366 | 0.011257 | 0.010261 | 0.0095533 | 0.0095544 | 0.010061 | 0.010499 | 0.0109 | 0.011308 | 0.011141 | 0.010359 | 0.0089966 | 0.0078159 | 0.0062595 | 0.005524 | 0.0051958 | 0.0052023 | 0.0060569 | 0.0094049 | 0.01315 | 0.01358 | 0.012671 | 0.011922 | 0.011098 | 0.01045 | 0.0096638 | 0.0086825 | 0.008416 | 0.0085525 | 0.0093887 | 0.010651 | 0.011551 | 0.011828 | 0.011564 | 0.010717 | 0.0094666 | 0.0074368
413-26 | 0.022835 | 0.029593 | 0.026939 | 0.024554 | 0.022861 | 0.022864 | 0.024077 | 0.025124 | 0.026083 | 0.02706 | 0.026661 | 0.02479 | 0.021529 | 0.017797 | 0.015101 | 0.013748 | 0.012976 | 0.012841 | 0.013605 | 0.015591 | 0.021236 | 0.02881 | 0.033382 | 0.034072 | 0.03227 | 0.029593 | 0.026939 | 0.024554 | 0.022861 | 0.022864 | 0.024077 | 0.025124 | 0.026083 | 0.02706 | 0.026661 | 0.02479 | 0.021529 | 0.018704 | 0.014979 | 0.013219 | 0.012434 | 0.012449 | 0.014494 | 0.022506 | 0.031469 | 0.032498 | 0.030321 | 0.02853 | 0.026558 | 0.025008 | 0.023126 | 0.020777 | 0.02014 | 0.020466 | 0.022467 | 0.025487 | 0.027641 | 0.028305 | 0.027672 | 0.025645 | 0.022654 | 0.017797
260-19 | 0.030957 | 0.040119 | 0.036521 | 0.033288 | 0.030993 | 0.030997 | 0.032641 | 0.034061 | 0.035361 | 0.036686 | 0.036145 | 0.033608 | 0.029187 | 0.024127 | 0.020472 | 0.018638 | 0.017591 | 0.017408 | 0.018445 | 0.021137 | 0.02879 | 0.039058 | 0.045257 | 0.046191 | 0.043749 | 0.040119 | 0.036521 | 0.033288 | 0.030993 | 0.030997 | 0.032641 | 0.034061 | 0.035361 | 0.036686 | 0.036145 | 0.033608 | 0.029187 | 0.025357 | 0.020307 | 0.017921 | 0.016857 | 0.016878 | 0.01965 | 0.030512 | 0.042663 | 0.044058 | 0.041107 | 0.038678 | 0.036004 | 0.033903 | 0.031352 | 0.028168 | 0.027304 | 0.027746 | 0.030459 | 0.034553 | 0.037473 | 0.038373 | 0.037515 | 0.034767 | 0.030712 | 0.024127
282-19 | 0.01096 | 0.014204 | 0.01293 | 0.011785 | 0.010973 | 0.010974 | 0.011556 | 0.012059 | 0.012519 | 0.012988 | 0.012797 | 0.011898 | 0.010333 | 0.0085418 | 0.007248 | 0.0065985 | 0.0062278 | 0.0061631 | 0.0065301 | 0.0074831 | 0.010193 | 0.013828 | 0.016022 | 0.016353 | 0.015489 | 0.014204 | 0.01293 | 0.011785 | 0.010973 | 0.010974 | 0.011556 | 0.012059 | 0.012519 | 0.012988 | 0.012797 | 0.011898 | 0.010333 | 0.0089772 | 0.0071895 | 0.0063448 | 0.0059678 | 0.0059753 | 0.0069568 | 0.010802 | 0.015104 | 0.015598 | 0.014553 | 0.013693 | 0.012747 | 0.012003 | 0.0111 | 0.0099725 | 0.0096664 | 0.0098232 | 0.010784 | 0.012233 | 0.013267 | 0.013585 | 0.013282 | 0.012309 | 0.010873 | 0.0085418
303-07 | 0.048022 | 0.062234 | 0.056653 | 0.051638 | 0.048078 | 0.048084 | 0.050635 | 0.052837 | 0.054854 | 0.056909 | 0.056069 | 0.052134 | 0.045276 | 0.037427 | 0.031758 | 0.028912 | 0.027288 | 0.027004 | 0.028613 | 0.032788 | 0.04466 | 0.060588 | 0.070204 | 0.071654 | 0.067865 | 0.062234 | 0.056653 | 0.051638 | 0.048078 | 0.048084 | 0.050635 | 0.052837 | 0.054854 | 0.056909 | 0.056069 | 0.052134 | 0.045276 | 0.039335 | 0.031502 | 0.0278 | 0.026149 | 0.026181 | 0.030482 | 0.047331 | 0.066181 | 0.068345 | 0.063766 | 0.06 | 0.055851 | 0.052592 | 0.048634 | 0.043695 | 0.042355 | 0.043041 | 0.04725 | 0.0536 | 0.05813 | 0.059525 | 0.058195 | 0.053933 | 0.047642 | 0.037427
303-29 | 0.10044 | 0.13017 | 0.11849 | 0.108 | 0.10056 | 0.10057 | 0.1059 | 0.11051 | 0.11473 | 0.11903 | 0.11727 | 0.10904 | 0.094698 | 0.07828 | 0.066423 | 0.060472 | 0.057074 | 0.056481 | 0.059845 | 0.068578 | 0.093409 | 0.12672 | 0.14683 | 0.14987 | 0.14194 | 0.13017 | 0.11849 | 0.108 | 0.10056 | 0.10057 | 0.1059 | 0.11051 | 0.11473 | 0.11903 | 0.11727 | 0.10904 | 0.094698 | 0.08227 | 0.065887 | 0.058146 | 0.054691 | 0.05476 | 0.063755 | 0.098996 | 0.13842 | 0.14295 | 0.13337 | 0.12549 | 0.11682 | 0.11 | 0.10172 | 0.091391 | 0.088587 | 0.090023 | 0.098825 | 0.11211 | 0.12158 | 0.1245 | 0.12172 | 0.1128 | 0.099646 | 0.07828
325-11 | 0.035498 | 0.046003 | 0.041877 | 0.03817 | 0.035539 | 0.035543 | 0.037428 | 0.039056 | 0.040547 | 0.042066 | 0.041446 | 0.038536 | 0.033468 | 0.027665 | 0.023475 | 0.021372 | 0.020171 | 0.019961 | 0.02115 | 0.024236 | 0.033012 | 0.044786 | 0.051894 | 0.052965 | 0.050165 | 0.046003 | 0.041877 | 0.03817 | 0.035539 | 0.035543 | 0.037428 | 0.039056 | 0.040547 | 0.042066 | 0.041446 | 0.038536 | 0.033468 | 0.029076 | 0.023285 | 0.02055 | 0.019329 | 0.019353 | 0.022532 | 0.034987 | 0.04892 | 0.05052 | 0.047135 | 0.044351 | 0.041284 | 0.038875 | 0.03595 | 0.032299 | 0.031308 | 0.031816 | 0.034926 | 0.03962 | 0.042969 | 0.044 | 0.043017 | 0.039866 | 0.035216 | 0.027665
369-31 | 0.20421 | 0.26465 | 0.24091 | 0.21959 | 0.20445 | 0.20447 | 0.21532 | 0.22469 | 0.23326 | 0.242 | 0.23843 | 0.2217 | 0.19254 | 0.15916 | 0.13505 | 0.12295 | 0.11604 | 0.11484 | 0.12167 | 0.13943 | 0.18992 | 0.25765 | 0.29854 | 0.30471 | 0.2886 | 0.26465 | 0.24091 | 0.21959 | 0.20445 | 0.20447 | 0.21532 | 0.22469 | 0.23326 | 0.242 | 0.23843 | 0.2217 | 0.19254 | 0.16727 | 0.13396 | 0.11822 | 0.1112 | 0.11134 | 0.12962 | 0.20127 | 0.28143 | 0.29063 | 0.27116 | 0.25515 | 0.23751 | 0.22364 | 0.20681 | 0.18581 | 0.18011 | 0.18303 | 0.20093 | 0.22793 | 0.2472 | 0.25313 | 0.24747 | 0.22935 | 0.2026 | 0.15916
413-02 | 0.01661 | 0.021526 | 0.019595 | 0.01786 | 0.016629 | 0.016631 | 0.017513 | 0.018275 | 0.018973 | 0.019684 | 0.019393 | 0.018032 | 0.01566 | 0.012945 | 0.010984 | 0.01 | 0.0094383 | 0.0093403 | 0.0098965 | 0.011341 | 0.015447 | 0.020956 | 0.024282 | 0.024784 | 0.023473 | 0.021526 | 0.019595 | 0.01786 | 0.016629 | 0.016631 | 0.017513 | 0.018275 | 0.018973 | 0.019684 | 0.019393 | 0.018032 | 0.01566 | 0.013605 | 0.010896 | 0.0096155 | 0.0090443 | 0.0090556 | 0.010543 | 0.016371 | 0.022891 | 0.023639 | 0.022055 | 0.020753 | 0.019318 | 0.01819 | 0.016822 | 0.015113 | 0.01465 | 0.014887 | 0.016343 | 0.018539 | 0.020106 | 0.020589 | 0.020129 | 0.018654 | 0.016478 | 0.012945
434-08 | 0.019565 | 0.025355 | 0.023081 | 0.021038 | 0.019588 | 0.01959 | 0.020629 | 0.021526 | 0.022348 | 0.023185 | 0.022843 | 0.02124 | 0.018446 | 0.015248 | 0.012939 | 0.011779 | 0.011117 | 0.011002 | 0.011657 | 0.013358 | 0.018195 | 0.024684 | 0.028602 | 0.029193 | 0.027649 | 0.025355 | 0.023081 | 0.021038 | 0.019588 | 0.01959 | 0.020629 | 0.021526 | 0.022348 | 0.023185 | 0.022843 | 0.02124 | 0.018446 | 0.016025 | 0.012834 | 0.011326 | 0.010653 | 0.010667 | 0.012419 | 0.019283 | 0.026963 | 0.027845 | 0.025979 | 0.024445 | 0.022755 | 0.021427 | 0.019814 | 0.017802 | 0.017256 | 0.017536 | 0.01925 | 0.021837 | 0.023683 | 0.024251 | 0.02371 | 0.021973 | 0.01941 | 0.015248
324-06 | 0.044548 | 0.057731 | 0.052553 | 0.047901 | 0.044599 | 0.044604 | 0.046971 | 0.049013 | 0.050884 | 0.052791 | 0.052012 | 0.048361 | 0.042 | 0.034719 | 0.02946 | 0.02682 | 0.025313 | 0.02505 | 0.026542 | 0.030415 | 0.041429 | 0.056204 | 0.065124 | 0.066469 | 0.062955 | 0.057731 | 0.052553 | 0.047901 | 0.044599 | 0.044604 | 0.046971 | 0.049013 | 0.050884 | 0.052791 | 0.052012 | 0.048361 | 0.042 | 0.036488 | 0.029222 | 0.025789 | 0.024256 | 0.024287 | 0.028276 | 0.043906 | 0.061392 | 0.063399 | 0.059152 | 0.055658 | 0.05181 | 0.048786 | 0.045115 | 0.040534 | 0.03929 | 0.039927 | 0.04383 | 0.049721 | 0.053923 | 0.055218 | 0.053984 | 0.05003 | 0.044195 | 0.034719
324-22 | 0.058408 | 0.075693 | 0.068904 | 0.062804 | 0.058475 | 0.058482 | 0.061585 | 0.064263 | 0.066716 | 0.069215 | 0.068195 | 0.063408 | 0.055067 | 0.04552 | 0.038625 | 0.035165 | 0.033189 | 0.032844 | 0.0348 | 0.039878 | 0.054318 | 0.073691 | 0.085386 | 0.087149 | 0.082541 | 0.075693 | 0.068904 | 0.062804 | 0.058475 | 0.058482 | 0.061585 | 0.064263 | 0.066716 | 0.069215 | 0.068195 | 0.063408 | 0.055067 | 0.047841 | 0.038314 | 0.033812 | 0.031803 | 0.031843 | 0.037074 | 0.057567 | 0.080493 | 0.083125 | 0.077556 | 0.072975 | 0.067929 | 0.063965 | 0.059151 | 0.053145 | 0.051514 | 0.052349 | 0.057467 | 0.065191 | 0.070701 | 0.072398 | 0.07078 | 0.065596 | 0.057945 | 0.04552
346-09 | 0.048808 | 0.063252 | 0.057579 | 0.052482 | 0.048865 | 0.04887 | 0.051463 | 0.053701 | 0.055751 | 0.05784 | 0.056986 | 0.052986 | 0.046017 | 0.038039 | 0.032277 | 0.029385 | 0.027734 | 0.027446 | 0.029081 | 0.033324 | 0.045391 | 0.061579 | 0.071352 | 0.072826 | 0.068975 | 0.063252 | 0.057579 | 0.052482 | 0.048865 | 0.04887 | 0.051463 | 0.053701 | 0.055751 | 0.05784 | 0.056986 | 0.052986 | 0.046017 | 0.039978 | 0.032017 | 0.028255 | 0.026576 | 0.02661 | 0.030981 | 0.048106 | 0.067264 | 0.069463 | 0.064809 | 0.060981 | 0.056765 | 0.053452 | 0.04943 | 0.04441 | 0.043047 | 0.043745 | 0.048022 | 0.054477 | 0.059081 | 0.060499 | 0.059147 | 0.054815 | 0.048421 | 0.038039
367-17 | 0.016523 | 0.021413 | 0.019492 | 0.017767 | 0.016542 | 0.016544 | 0.017422 | 0.018179 | 0.018873 | 0.01958 | 0.019292 | 0.017938 | 0.015578 | 0.012877 | 0.010927 | 0.0099478 | 0.0093889 | 0.0092913 | 0.0098446 | 0.011281 | 0.015366 | 0.020846 | 0.024155 | 0.024654 | 0.02335 | 0.021413 | 0.019492 | 0.017767 | 0.016542 | 0.016544 | 0.017422 | 0.018179 | 0.018873 | 0.01958 | 0.019292 | 0.017938 | 0.015578 | 0.013534 | 0.010839 | 0.0095652 | 0.0089969 | 0.0090082 | 0.010488 | 0.016285 | 0.022771 | 0.023515 | 0.02194 | 0.020644 | 0.019217 | 0.018095 | 0.016733 | 0.015034 | 0.014573 | 0.014809 | 0.016257 | 0.018442 | 0.020001 | 0.020481 | 0.020023 | 0.018556 | 0.016392 | 0.012877
367-17 | 0.15606 | 0.20224 | 0.1841 | 0.1678 | 0.15624 | 0.15625 | 0.16454 | 0.1717 | 0.17825 | 0.18493 | 0.1822 | 0.16942 | 0.14713 | 0.12162 | 0.1032 | 0.093954 | 0.088676 | 0.087754 | 0.09298 | 0.10655 | 0.14513 | 0.19689 | 0.22814 | 0.23285 | 0.22054 | 0.20224 | 0.1841 | 0.1678 | 0.15624 | 0.15625 | 0.16454 | 0.1717 | 0.17825 | 0.18493 | 0.1822 | 0.16942 | 0.14713 | 0.12782 | 0.10237 | 0.090341 | 0.084973 | 0.08508 | 0.099056 | 0.15381 | 0.21506 | 0.2221 | 0.20722 | 0.19498 | 0.1815 | 0.1709 | 0.15804 | 0.14199 | 0.13764 | 0.13987 | 0.15354 | 0.17418 | 0.1889 | 0.19344 | 0.18911 | 0.17526 | 0.15482 | 0.12162
368-18 | 0.02533 | 0.032826 | 0.029882 | 0.027237 | 0.025359 | 0.025362 | 0.026708 | 0.027869 | 0.028933 | 0.030017 | 0.029574 | 0.027498 | 0.023881 | 0.019741 | 0.016751 | 0.01525 | 0.014393 | 0.014244 | 0.015092 | 0.017294 | 0.023557 | 0.031958 | 0.03703 | 0.037795 | 0.035796 | 0.032826 | 0.029882 | 0.027237 | 0.025359 | 0.025362 | 0.026708 | 0.027869 | 0.028933 | 0.030017 | 0.029574 | 0.027498 | 0.023881 | 0.020747 | 0.016616 | 0.014664 | 0.013792 | 0.01381 | 0.016078 | 0.024965 | 0.034908 | 0.036049 | 0.033634 | 0.031647 | 0.029459 | 0.02774 | 0.025653 | 0.023048 | 0.02234 | 0.022703 | 0.024922 | 0.028272 | 0.030661 | 0.031397 | 0.030696 | 0.028447 | 0.025129 | 0.019741
433-08 | 0.011413 | 0.01479 | 0.013463 | 0.012272 | 0.011426 | 0.011427 | 0.012033 | 0.012557 | 0.013036 | 0.013524 | 0.013325 | 0.01239 | 0.01076 | 0.0088944 | 0.0075472 | 0.006871 | 0.0064849 | 0.0064176 | 0.0067997 | 0.007792 | 0.010613 | 0.014399 | 0.016684 | 0.017028 | 0.016128 | 0.01479 | 0.013463 | 0.012272 | 0.011426 | 0.011427 | 0.012033 | 0.012557 | 0.013036 | 0.013524 | 0.013325 | 0.01239 | 0.01076 | 0.0093478 | 0.0074863 | 0.0066067 | 0.0062142 | 0.006222 | 0.0072441 | 0.011248 | 0.015728 | 0.016242 | 0.015154 | 0.014259 | 0.013273 | 0.012498 | 0.011558 | 0.010384 | 0.010066 | 0.010229 | 0.011229 | 0.012738 | 0.013815 | 0.014146 | 0.01383 | 0.012817 | 0.011322 | 0.0088944
455-02 | 0.021615 | 0.028012 | 0.025499 | 0.023242 | 0.02164 | 0.021642 | 0.022791 | 0.023782 | 0.02469 | 0.025615 | 0.025237 | 0.023465 | 0.020379 | 0.016846 | 0.014294 | 0.013013 | 0.012282 | 0.012155 | 0.012879 | 0.014758 | 0.020102 | 0.027271 | 0.031599 | 0.032252 | 0.030546 | 0.028012 | 0.025499 | 0.023242 | 0.02164 | 0.021642 | 0.022791 | 0.023782 | 0.02469 | 0.025615 | 0.025237 | 0.023465 | 0.020379 | 0.017705 | 0.014179 | 0.012513 | 0.01177 | 0.011784 | 0.01372 | 0.021304 | 0.029788 | 0.030762 | 0.028701 | 0.027006 | 0.025139 | 0.023672 | 0.02189 | 0.019667 | 0.019064 | 0.019373 | 0.021267 | 0.024125 | 0.026164 | 0.026792 | 0.026194 | 0.024275 | 0.021444 | 0.016846
367-13 | 0.010053 | 0.013028 | 0.01186 | 0.01081 | 0.010065 | 0.010066 | 0.0106 | 0.011061 | 0.011483 | 0.011913 | 0.011738 | 0.010914 | 0.0094781 | 0.0078349 | 0.0066481 | 0.0060525 | 0.0057124 | 0.0056531 | 0.0059897 | 0.0068638 | 0.0093492 | 0.012684 | 0.014696 | 0.015 | 0.014207 | 0.013028 | 0.01186 | 0.01081 | 0.010065 | 0.010066 | 0.0106 | 0.011061 | 0.011483 | 0.011913 | 0.011738 | 0.010914 | 0.0094781 | 0.0082343 | 0.0065945 | 0.0058197 | 0.0054739 | 0.0054808 | 0.0063811 | 0.0099083 | 0.013854 | 0.014307 | 0.013349 | 0.01256 | 0.011692 | 0.011009 | 0.010181 | 0.0091472 | 0.0088665 | 0.0090103 | 0.0098912 | 0.011221 | 0.012169 | 0.012461 | 0.012183 | 0.01129 | 0.0099734 | 0.0078349
388-21 | 0.0094138 | 0.0122 | 0.011105 | 0.010122 | 0.0094247 | 0.0094257 | 0.0099258 | 0.010358 | 0.010753 | 0.011156 | 0.010991 | 0.01022 | 0.0088754 | 0.0073367 | 0.0062254 | 0.0056676 | 0.0053492 | 0.0052936 | 0.0056088 | 0.0064274 | 0.0087547 | 0.011877 | 0.013762 | 0.014046 | 0.013304 | 0.0122 | 0.011105 | 0.010122 | 0.0094247 | 0.0094257 | 0.0099258 | 0.010358 | 0.010753 | 0.011156 | 0.010991 | 0.01022 | 0.0088754 | 0.0077107 | 0.0061752 | 0.0054496 | 0.0051259 | 0.0051323 | 0.0059754 | 0.0092783 | 0.012973 | 0.013398 | 0.0125 | 0.011762 | 0.010948 | 0.010309 | 0.0095336 | 0.0085655 | 0.0083027 | 0.0084373 | 0.0092622 | 0.010507 | 0.011395 | 0.011669 | 0.011408 | 0.010572 | 0.0093392 | 0.0073367
476-09 | 0.05278 | 0.0684 | 0.062265 | 0.056753 | 0.052841 | 0.052847 | 0.055651 | 0.058071 | 0.060288 | 0.062547 | 0.061624 | 0.057298 | 0.049762 | 0.041135 | 0.034904 | 0.031777 | 0.029991 | 0.02968 | 0.031447 | 0.036036 | 0.049085 | 0.066591 | 0.077159 | 0.078752 | 0.074589 | 0.0684 | 0.062265 | 0.056753 | 0.052841 | 0.052847 | 0.055651 | 0.058071 | 0.060288 | 0.062547 | 0.061624 | 0.057298 | 0.049762 | 0.043231 | 0.034622 | 0.030554 | 0.028739 | 0.028775 | 0.033502 | 0.05202 | 0.072737 | 0.075116 | 0.070083 | 0.065944 | 0.061384 | 0.057802 | 0.053452 | 0.048024 | 0.046551 | 0.047305 | 0.05193 | 0.05891 | 0.063889 | 0.065422 | 0.063961 | 0.059276 | 0.052362 | 0.041135
366-FR1 | 0.016385 | 0.021235 | 0.01933 | 0.017619 | 0.016404 | 0.016406 | 0.017277 | 0.018028 | 0.018716 | 0.019418 | 0.019131 | 0.017788 | 0.015448 | 0.01277 | 0.010836 | 0.009865 | 0.0093108 | 0.009214 | 0.0097627 | 0.011187 | 0.015238 | 0.020673 | 0.023954 | 0.024449 | 0.023156 | 0.021235 | 0.01933 | 0.017619 | 0.016404 | 0.016406 | 0.017277 | 0.018028 | 0.018716 | 0.019418 | 0.019131 | 0.017788 | 0.015448 | 0.013421 | 0.010748 | 0.0094856 | 0.008922 | 0.0089332 | 0.010401 | 0.01615 | 0.022581 | 0.02332 | 0.021757 | 0.020472 | 0.019057 | 0.017944 | 0.016594 | 0.014909 | 0.014452 | 0.014686 | 0.016122 | 0.018289 | 0.019834 | 0.02031 | 0.019856 | 0.018402 | 0.016256 | 0.01277
409-08 | 0.008202 | 0.010629 | 0.009676 | 0.0088195 | 0.0082115 | 0.0082124 | 0.0086481 | 0.0090243 | 0.0093687 | 0.0097197 | 0.0095764 | 0.0089042 | 0.007733 | 0.0063923 | 0.0054241 | 0.0049381 | 0.0046606 | 0.0046122 | 0.0048869 | 0.0056 | 0.0076278 | 0.010348 | 0.01199 | 0.012238 | 0.011591 | 0.010629 | 0.009676 | 0.0088195 | 0.0082115 | 0.0082124 | 0.0086481 | 0.0090243 | 0.0093687 | 0.0097197 | 0.0095764 | 0.0089042 | 0.007733 | 0.0067182 | 0.0053803 | 0.0047481 | 0.0044661 | 0.0044716 | 0.0052062 | 0.0080839 | 0.011303 | 0.011673 | 0.010891 | 0.010248 | 0.0095391 | 0.0089824 | 0.0083065 | 0.007463 | 0.0072339 | 0.0073512 | 0.00807 | 0.0091546 | 0.0099283 | 0.010167 | 0.0099395 | 0.0092114 | 0.008137 | 0.0063923
387-NO2 | 0.0076537 | 0.0099188 | 0.0090292 | 0.0082299 | 0.0076626 | 0.0076635 | 0.0080701 | 0.0084211 | 0.0087425 | 0.00907 | 0.0089362 | 0.008309 | 0.0072161 | 0.005965 | 0.0050615 | 0.004608 | 0.0043491 | 0.0043039 | 0.0045602 | 0.0052257 | 0.0071179 | 0.0096565 | 0.011189 | 0.01142 | 0.010816 | 0.0099188 | 0.0090292 | 0.0082299 | 0.0076626 | 0.0076635 | 0.0080701 | 0.0084211 | 0.0087425 | 0.00907 | 0.0089362 | 0.008309 | 0.0072161 | 0.0062691 | 0.0050207 | 0.0044308 | 0.0041675 | 0.0041727 | 0.0048582 | 0.0075436 | 0.010548 | 0.010893 | 0.010163 | 0.0095626 | 0.0089015 | 0.008382 | 0.0077512 | 0.0069641 | 0.0067504 | 0.0068599 | 0.0075306 | 0.0085427 | 0.0092646 | 0.009487 | 0.0092751 | 0.0085957 | 0.0075931 | 0.005965
474-21 | 0.024485 | 0.031731 | 0.028885 | 0.026328 | 0.024513 | 0.024516 | 0.025817 | 0.02694 | 0.027968 | 0.029016 | 0.028588 | 0.026581 | 0.023085 | 0.019083 | 0.016192 | 0.014741 | 0.013913 | 0.013769 | 0.014589 | 0.016717 | 0.022771 | 0.030892 | 0.035795 | 0.036534 | 0.034602 | 0.031731 | 0.028885 | 0.026328 | 0.024513 | 0.024516 | 0.025817 | 0.02694 | 0.027968 | 0.029016 | 0.028588 | 0.026581 | 0.023085 | 0.020055 | 0.016062 | 0.014174 | 0.013332 | 0.013349 | 0.015542 | 0.024133 | 0.033743 | 0.034847 | 0.032512 | 0.030592 | 0.028477 | 0.026815 | 0.024797 | 0.022279 | 0.021595 | 0.021945 | 0.024091 | 0.027329 | 0.029638 | 0.03035 | 0.029672 | 0.027498 | 0.024291 | 0.019083
495-09 | 0.087062 | 0.11283 | 0.10271 | 0.093616 | 0.087163 | 0.087173 | 0.091798 | 0.09579 | 0.099447 | 0.10317 | 0.10165 | 0.094515 | 0.082083 | 0.067853 | 0.057575 | 0.052416 | 0.049471 | 0.048957 | 0.051873 | 0.059443 | 0.080967 | 0.10984 | 0.12728 | 0.1299 | 0.12304 | 0.11283 | 0.10271 | 0.093616 | 0.087163 | 0.087173 | 0.091798 | 0.09579 | 0.099447 | 0.10317 | 0.10165 | 0.094515 | 0.082083 | 0.071311 | 0.05711 | 0.0504 | 0.047406 | 0.047465 | 0.055262 | 0.085809 | 0.11998 | 0.12391 | 0.1156 | 0.10878 | 0.10126 | 0.095345 | 0.088171 | 0.079217 | 0.076786 | 0.078031 | 0.085661 | 0.097174 | 0.10539 | 0.10792 | 0.1055 | 0.097777 | 0.086372 | 0.067853
431-07 | 0.10606 | 0.13745 | 0.12512 | 0.11404 | 0.10618 | 0.10619 | 0.11183 | 0.11669 | 0.12115 | 0.12569 | 0.12383 | 0.11514 | 0.099995 | 0.082659 | 0.070138 | 0.063854 | 0.060267 | 0.059641 | 0.063192 | 0.072414 | 0.098634 | 0.13381 | 0.15505 | 0.15825 | 0.14988 | 0.13745 | 0.12512 | 0.11404 | 0.10618 | 0.10619 | 0.11183 | 0.11669 | 0.12115 | 0.12569 | 0.12383 | 0.11514 | 0.099995 | 0.086872 | 0.069573 | 0.061398 | 0.05775 | 0.057823 | 0.067321 | 0.10453 | 0.14616 | 0.15094 | 0.14083 | 0.13251 | 0.12335 | 0.11615 | 0.10741 | 0.096504 | 0.093542 | 0.095059 | 0.10435 | 0.11838 | 0.12838 | 0.13146 | 0.12853 | 0.11911 | 0.10522 | 0.082659
432-10 | 0.030223 | 0.039167 | 0.035654 | 0.032498 | 0.030258 | 0.030261 | 0.031867 | 0.033253 | 0.034522 | 0.035816 | 0.035287 | 0.03281 | 0.028495 | 0.023555 | 0.019987 | 0.018196 | 0.017174 | 0.016995 | 0.018007 | 0.020635 | 0.028107 | 0.038131 | 0.044183 | 0.045095 | 0.042711 | 0.039167 | 0.035654 | 0.032498 | 0.030258 | 0.030261 | 0.031867 | 0.033253 | 0.034522 | 0.035816 | 0.035287 | 0.03281 | 0.028495 | 0.024755 | 0.019825 | 0.017496 | 0.016457 | 0.016477 | 0.019184 | 0.029788 | 0.041651 | 0.043013 | 0.040131 | 0.037761 | 0.03515 | 0.033099 | 0.030608 | 0.0275 | 0.026656 | 0.027088 | 0.029737 | 0.033733 | 0.036584 | 0.037462 | 0.036625 | 0.033942 | 0.029984 | 0.023555
453-13 | 0.016863 | 0.021854 | 0.019893 | 0.018132 | 0.016883 | 0.016884 | 0.01778 | 0.018554 | 0.019262 | 0.019983 | 0.019689 | 0.018307 | 0.015899 | 0.013142 | 0.011152 | 0.010152 | 0.0095821 | 0.0094825 | 0.010047 | 0.011513 | 0.015682 | 0.021275 | 0.024652 | 0.025161 | 0.023831 | 0.021854 | 0.019893 | 0.018132 | 0.016883 | 0.016884 | 0.01778 | 0.018554 | 0.019262 | 0.019983 | 0.019689 | 0.018307 | 0.015899 | 0.013812 | 0.011062 | 0.009762 | 0.009182 | 0.0091935 | 0.010704 | 0.01662 | 0.023239 | 0.023999 | 0.022391 | 0.021069 | 0.019612 | 0.018467 | 0.017078 | 0.015344 | 0.014873 | 0.015114 | 0.016592 | 0.018822 | 0.020412 | 0.020902 | 0.020435 | 0.018938 | 0.016729 | 0.013142
453-13 | 0.004685 | 0.0060715 | 0.0055269 | 0.0050377 | 0.0046904 | 0.004691 | 0.0049398 | 0.0051547 | 0.0053514 | 0.0055519 | 0.00547 | 0.0050861 | 0.0044171 | 0.0036513 | 0.0030982 | 0.0028206 | 0.0026622 | 0.0026345 | 0.0027914 | 0.0031987 | 0.004357 | 0.0059109 | 0.006849 | 0.0069904 | 0.0066208 | 0.0060715 | 0.0055269 | 0.0050377 | 0.0046904 | 0.004691 | 0.0049398 | 0.0051547 | 0.0053514 | 0.0055519 | 0.00547 | 0.0050861 | 0.0044171 | 0.0038374 | 0.0030732 | 0.0027122 | 0.002551 | 0.0025542 | 0.0029738 | 0.0046176 | 0.0064565 | 0.0066676 | 0.0062209 | 0.0058535 | 0.0054488 | 0.0051308 | 0.0047447 | 0.0042629 | 0.004132 | 0.004199 | 0.0046096 | 0.0052291 | 0.0056711 | 0.0058072 | 0.0056774 | 0.0052616 | 0.0046479 | 0.0036513
432-16 | 0.021833 | 0.028294 | 0.025757 | 0.023477 | 0.021858 | 0.021861 | 0.023021 | 0.024022 | 0.024939 | 0.025873 | 0.025491 | 0.023702 | 0.020584 | 0.017016 | 0.014438 | 0.013145 | 0.012406 | 0.012277 | 0.013008 | 0.014907 | 0.020304 | 0.027546 | 0.031918 | 0.032577 | 0.030854 | 0.028294 | 0.025757 | 0.023477 | 0.021858 | 0.021861 | 0.023021 | 0.024022 | 0.024939 | 0.025873 | 0.025491 | 0.023702 | 0.020584 | 0.017883 | 0.014322 | 0.012639 | 0.011888 | 0.011903 | 0.013858 | 0.021519 | 0.030089 | 0.031072 | 0.028991 | 0.027278 | 0.025392 | 0.02391 | 0.022111 | 0.019866 | 0.019256 | 0.019568 | 0.021482 | 0.024369 | 0.026428 | 0.027063 | 0.026458 | 0.02452 | 0.02166 | 0.017016
475-12 | 0.029129 | 0.037749 | 0.034363 | 0.031321 | 0.029162 | 0.029166 | 0.030713 | 0.032049 | 0.033272 | 0.034519 | 0.034009 | 0.031622 | 0.027463 | 0.022702 | 0.019263 | 0.017537 | 0.016552 | 0.01638 | 0.017355 | 0.019888 | 0.027089 | 0.03675 | 0.042583 | 0.043462 | 0.041164 | 0.037749 | 0.034363 | 0.031321 | 0.029162 | 0.029166 | 0.030713 | 0.032049 | 0.033272 | 0.034519 | 0.034009 | 0.031622 | 0.027463 | 0.023859 | 0.019108 | 0.016863 | 0.015861 | 0.015881 | 0.018489 | 0.028709 | 0.040143 | 0.041455 | 0.038678 | 0.036393 | 0.033877 | 0.0319 | 0.029499 | 0.026504 | 0.025691 | 0.026107 | 0.02866 | 0.032512 | 0.035259 | 0.036106 | 0.035299 | 0.032713 | 0.028898 | 0.022702
322-38 | 0.10142 | 0.13144 | 0.11965 | 0.10906 | 0.10154 | 0.10155 | 0.10694 | 0.11159 | 0.11585 | 0.12019 | 0.11842 | 0.11011 | 0.095624 | 0.079046 | 0.067073 | 0.061063 | 0.057632 | 0.057034 | 0.06043 | 0.069249 | 0.094323 | 0.12796 | 0.14827 | 0.15133 | 0.14333 | 0.13144 | 0.11965 | 0.10906 | 0.10154 | 0.10155 | 0.10694 | 0.11159 | 0.11585 | 0.12019 | 0.11842 | 0.11011 | 0.095624 | 0.083075 | 0.066531 | 0.058714 | 0.055226 | 0.055295 | 0.064379 | 0.099964 | 0.13977 | 0.14435 | 0.13467 | 0.12672 | 0.11796 | 0.11107 | 0.10272 | 0.092285 | 0.089453 | 0.090904 | 0.099792 | 0.1132 | 0.12277 | 0.12572 | 0.12291 | 0.11391 | 0.10062 | 0.079046
343-22 | 0.030968 | 0.040133 | 0.036533 | 0.033299 | 0.031004 | 0.031007 | 0.032652 | 0.034073 | 0.035373 | 0.036698 | 0.036157 | 0.033619 | 0.029197 | 0.024135 | 0.020479 | 0.018645 | 0.017597 | 0.017414 | 0.018451 | 0.021144 | 0.0288 | 0.039071 | 0.045272 | 0.046207 | 0.043764 | 0.040133 | 0.036533 | 0.033299 | 0.031004 | 0.031007 | 0.032652 | 0.034073 | 0.035373 | 0.036698 | 0.036157 | 0.033619 | 0.029197 | 0.025366 | 0.020314 | 0.017927 | 0.016862 | 0.016883 | 0.019657 | 0.030522 | 0.042678 | 0.044073 | 0.041121 | 0.038692 | 0.036016 | 0.033914 | 0.031362 | 0.028178 | 0.027313 | 0.027756 | 0.03047 | 0.034565 | 0.037486 | 0.038386 | 0.037528 | 0.034779 | 0.030723 | 0.024135
365-06 | 0.020657 | 0.02677 | 0.024369 | 0.022212 | 0.020681 | 0.020683 | 0.021781 | 0.022728 | 0.023595 | 0.024479 | 0.024118 | 0.022425 | 0.019476 | 0.016099 | 0.013661 | 0.012437 | 0.011738 | 0.011616 | 0.012308 | 0.014104 | 0.019211 | 0.026062 | 0.030198 | 0.030822 | 0.029192 | 0.02677 | 0.024369 | 0.022212 | 0.020681 | 0.020683 | 0.021781 | 0.022728 | 0.023595 | 0.024479 | 0.024118 | 0.022425 | 0.019476 | 0.01692 | 0.01355 | 0.011958 | 0.011248 | 0.011262 | 0.013112 | 0.02036 | 0.028468 | 0.029399 | 0.027429 | 0.025809 | 0.024025 | 0.022622 | 0.02092 | 0.018796 | 0.018219 | 0.018514 | 0.020325 | 0.023056 | 0.025005 | 0.025605 | 0.025033 | 0.023199 | 0.020493 | 0.016099
409-18 | 0.042863 | 0.055548 | 0.050566 | 0.04609 | 0.042913 | 0.042917 | 0.045194 | 0.04716 | 0.04896 | 0.050795 | 0.050045 | 0.046532 | 0.040412 | 0.033406 | 0.028346 | 0.025806 | 0.024356 | 0.024103 | 0.025538 | 0.029265 | 0.039862 | 0.054079 | 0.062661 | 0.063955 | 0.060574 | 0.055548 | 0.050566 | 0.04609 | 0.042913 | 0.042917 | 0.045194 | 0.04716 | 0.04896 | 0.050795 | 0.050045 | 0.046532 | 0.040412 | 0.035109 | 0.028117 | 0.024813 | 0.023339 | 0.023368 | 0.027207 | 0.042246 | 0.059071 | 0.061002 | 0.056915 | 0.053553 | 0.049851 | 0.046941 | 0.043409 | 0.039001 | 0.037804 | 0.038417 | 0.042173 | 0.047841 | 0.051884 | 0.05313 | 0.051943 | 0.048138 | 0.042523 | 0.033406
409-02 | 0.091669 | 0.1188 | 0.10814 | 0.09857 | 0.091775 | 0.091786 | 0.096655 | 0.10086 | 0.10471 | 0.10863 | 0.10703 | 0.099517 | 0.086427 | 0.071443 | 0.060622 | 0.05519 | 0.052089 | 0.051548 | 0.054618 | 0.062588 | 0.085251 | 0.11566 | 0.13401 | 0.13678 | 0.12955 | 0.1188 | 0.10814 | 0.09857 | 0.091775 | 0.091786 | 0.096655 | 0.10086 | 0.10471 | 0.10863 | 0.10703 | 0.099517 | 0.086427 | 0.075085 | 0.060132 | 0.053067 | 0.049914 | 0.049977 | 0.058187 | 0.09035 | 0.12633 | 0.13046 | 0.12172 | 0.11453 | 0.10661 | 0.10039 | 0.092837 | 0.083409 | 0.08085 | 0.082161 | 0.090194 | 0.10232 | 0.11096 | 0.11363 | 0.11109 | 0.10295 | 0.090943 | 0.071443
409-03 | 0.017269 | 0.02238 | 0.020372 | 0.018569 | 0.017289 | 0.017291 | 0.018208 | 0.019 | 0.019726 | 0.020465 | 0.020163 | 0.018747 | 0.016281 | 0.013459 | 0.01142 | 0.010397 | 0.0098128 | 0.0097108 | 0.010289 | 0.011791 | 0.01606 | 0.021788 | 0.025245 | 0.025767 | 0.024405 | 0.02238 | 0.020372 | 0.018569 | 0.017289 | 0.017291 | 0.018208 | 0.019 | 0.019726 | 0.020465 | 0.020163 | 0.018747 | 0.016281 | 0.014145 | 0.011328 | 0.009997 | 0.0094031 | 0.0094149 | 0.010961 | 0.01702 | 0.023799 | 0.024577 | 0.02293 | 0.021576 | 0.020084 | 0.018912 | 0.017489 | 0.015713 | 0.015231 | 0.015478 | 0.016991 | 0.019275 | 0.020904 | 0.021405 | 0.020927 | 0.019394 | 0.017132 | 0.013459
430-NO2 | 0.09956 | 0.12902 | 0.11745 | 0.10705 | 0.099675 | 0.099687 | 0.10498 | 0.10954 | 0.11372 | 0.11798 | 0.11624 | 0.10808 | 0.093867 | 0.077593 | 0.06584 | 0.059941 | 0.056573 | 0.055985 | 0.059319 | 0.067976 | 0.09259 | 0.12561 | 0.14555 | 0.14855 | 0.1407 | 0.12902 | 0.11745 | 0.10705 | 0.099675 | 0.099687 | 0.10498 | 0.10954 | 0.11372 | 0.11798 | 0.11624 | 0.10808 | 0.093867 | 0.081548 | 0.065309 | 0.057635 | 0.054211 | 0.054279 | 0.063196 | 0.098127 | 0.13721 | 0.14169 | 0.1322 | 0.12439 | 0.11579 | 0.10903 | 0.10083 | 0.090589 | 0.087809 | 0.089233 | 0.097958 | 0.11112 | 0.12051 | 0.12341 | 0.12065 | 0.11181 | 0.098771 | 0.077593
496-01 | 0.025777 | 0.033405 | 0.030409 | 0.027717 | 0.025806 | 0.025809 | 0.027179 | 0.028361 | 0.029443 | 0.030546 | 0.030096 | 0.027983 | 0.024302 | 0.020089 | 0.017046 | 0.015519 | 0.014647 | 0.014495 | 0.015358 | 0.017599 | 0.023972 | 0.032521 | 0.037683 | 0.038461 | 0.036427 | 0.033405 | 0.030409 | 0.027717 | 0.025806 | 0.025809 | 0.027179 | 0.028361 | 0.029443 | 0.030546 | 0.030096 | 0.027983 | 0.024302 | 0.021113 | 0.016909 | 0.014922 | 0.014035 | 0.014053 | 0.016362 | 0.025405 | 0.035523 | 0.036685 | 0.034227 | 0.032205 | 0.029979 | 0.028229 | 0.026105 | 0.023454 | 0.022734 | 0.023103 | 0.025362 | 0.02877 | 0.031202 | 0.031951 | 0.031237 | 0.028949 | 0.025572 | 0.020089
497-21 | 0.042601 | 0.055209 | 0.050257 | 0.045808 | 0.042651 | 0.042655 | 0.044919 | 0.046872 | 0.048661 | 0.050484 | 0.04974 | 0.046248 | 0.040165 | 0.033202 | 0.028173 | 0.025648 | 0.024207 | 0.023956 | 0.025382 | 0.029087 | 0.039619 | 0.053748 | 0.062279 | 0.063565 | 0.060204 | 0.055209 | 0.050257 | 0.045808 | 0.042651 | 0.042655 | 0.044919 | 0.046872 | 0.048661 | 0.050484 | 0.04974 | 0.046248 | 0.040165 | 0.034894 | 0.027945 | 0.024662 | 0.023197 | 0.023226 | 0.027041 | 0.041988 | 0.05871 | 0.06063 | 0.056568 | 0.053226 | 0.049546 | 0.046655 | 0.043144 | 0.038763 | 0.037573 | 0.038182 | 0.041916 | 0.047549 | 0.051568 | 0.052805 | 0.051626 | 0.047844 | 0.042264 | 0.033202
518-05 | 0.056977 | 0.073839 | 0.067217 | 0.061267 | 0.057043 | 0.05705 | 0.060076 | 0.062689 | 0.065082 | 0.067521 | 0.066525 | 0.061855 | 0.053719 | 0.044406 | 0.03768 | 0.034304 | 0.032376 | 0.03204 | 0.033948 | 0.038902 | 0.052988 | 0.071886 | 0.083295 | 0.085015 | 0.08052 | 0.073839 | 0.067217 | 0.061267 | 0.057043 | 0.05705 | 0.060076 | 0.062689 | 0.065082 | 0.067521 | 0.066525 | 0.061855 | 0.053719 | 0.046669 | 0.037376 | 0.032984 | 0.031025 | 0.031063 | 0.036166 | 0.056157 | 0.078522 | 0.081089 | 0.075657 | 0.071188 | 0.066266 | 0.062398 | 0.057703 | 0.051843 | 0.050252 | 0.051067 | 0.05606 | 0.063595 | 0.068969 | 0.070625 | 0.069047 | 0.063989 | 0.056526 | 0.044406
363-05 | 0.082635 | 0.10709 | 0.097485 | 0.088856 | 0.082731 | 0.08274 | 0.08713 | 0.090919 | 0.09439 | 0.097926 | 0.096482 | 0.089709 | 0.077909 | 0.064402 | 0.054647 | 0.049751 | 0.046956 | 0.046468 | 0.049235 | 0.05642 | 0.07685 | 0.10426 | 0.1208 | 0.1233 | 0.11678 | 0.10709 | 0.097485 | 0.088856 | 0.082731 | 0.08274 | 0.08713 | 0.090919 | 0.09439 | 0.097926 | 0.096482 | 0.089709 | 0.077909 | 0.067685 | 0.054206 | 0.047837 | 0.044995 | 0.045052 | 0.052452 | 0.081446 | 0.11388 | 0.11761 | 0.10973 | 0.10324 | 0.096106 | 0.090497 | 0.083687 | 0.075189 | 0.072882 | 0.074064 | 0.081305 | 0.092233 | 0.10003 | 0.10243 | 0.10014 | 0.092805 | 0.08198 | 0.064402
364-04 | 0.015099 | 0.019568 | 0.017813 | 0.016236 | 0.015117 | 0.015119 | 0.015921 | 0.016613 | 0.017247 | 0.017894 | 0.01763 | 0.016392 | 0.014236 | 0.011768 | 0.0099854 | 0.0090908 | 0.00858 | 0.0084909 | 0.0089965 | 0.010309 | 0.014042 | 0.01905 | 0.022074 | 0.02253 | 0.021339 | 0.019568 | 0.017813 | 0.016236 | 0.015117 | 0.015119 | 0.015921 | 0.016613 | 0.017247 | 0.017894 | 0.01763 | 0.016392 | 0.014236 | 0.012368 | 0.0099049 | 0.0087411 | 0.0082218 | 0.0082321 | 0.0095844 | 0.014882 | 0.020809 | 0.021489 | 0.02005 | 0.018865 | 0.017561 | 0.016536 | 0.015292 | 0.013739 | 0.013317 | 0.013533 | 0.014856 | 0.016853 | 0.018278 | 0.018716 | 0.018298 | 0.016958 | 0.01498 | 0.011768
24th_07 | 0.013861 | 0.017963 | 0.016352 | 0.014904 | 0.013877 | 0.013879 | 0.014615 | 0.015251 | 0.015833 | 0.016426 | 0.016184 | 0.015048 | 0.013068 | 0.010803 | 0.0091664 | 0.0083451 | 0.0078763 | 0.0077944 | 0.0082586 | 0.0094638 | 0.012891 | 0.017488 | 0.020263 | 0.020682 | 0.019588 | 0.017963 | 0.016352 | 0.014904 | 0.013877 | 0.013879 | 0.014615 | 0.015251 | 0.015833 | 0.016426 | 0.016184 | 0.015048 | 0.013068 | 0.011353 | 0.0090925 | 0.0080241 | 0.0075474 | 0.0075569 | 0.0087982 | 0.013661 | 0.019102 | 0.019727 | 0.018405 | 0.017318 | 0.016121 | 0.01518 | 0.014038 | 0.012612 | 0.012225 | 0.012423 | 0.013638 | 0.015471 | 0.016778 | 0.017181 | 0.016797 | 0.015567 | 0.013751 | 0.010803
430-08 | 0.037019 | 0.047975 | 0.043672 | 0.039806 | 0.037062 | 0.037066 | 0.039033 | 0.04073 | 0.042285 | 0.043869 | 0.043222 | 0.040188 | 0.034902 | 0.028851 | 0.024481 | 0.022288 | 0.021035 | 0.020817 | 0.022056 | 0.025275 | 0.034427 | 0.046706 | 0.054118 | 0.055236 | 0.052315 | 0.047975 | 0.043672 | 0.039806 | 0.037062 | 0.037066 | 0.039033 | 0.04073 | 0.042285 | 0.043869 | 0.043222 | 0.040188 | 0.034902 | 0.030322 | 0.024283 | 0.02143 | 0.020157 | 0.020182 | 0.023498 | 0.036486 | 0.051017 | 0.052685 | 0.049155 | 0.046252 | 0.043054 | 0.040541 | 0.03749 | 0.033683 | 0.03265 | 0.033179 | 0.036423 | 0.041319 | 0.04481 | 0.045886 | 0.044861 | 0.041575 | 0.036726 | 0.028851
539-FR2 | 0.062961 | 0.081594 | 0.074275 | 0.0677 | 0.063034 | 0.063041 | 0.066385 | 0.069273 | 0.071917 | 0.074611 | 0.073511 | 0.068351 | 0.05936 | 0.049069 | 0.041637 | 0.037906 | 0.035776 | 0.035405 | 0.037513 | 0.042987 | 0.058553 | 0.079435 | 0.092042 | 0.093943 | 0.088976 | 0.081594 | 0.074275 | 0.0677 | 0.063034 | 0.063041 | 0.066385 | 0.069273 | 0.071917 | 0.074611 | 0.073511 | 0.068351 | 0.05936 | 0.05157 | 0.041301 | 0.036448 | 0.034283 | 0.034325 | 0.039964 | 0.062055 | 0.086768 | 0.089605 | 0.083602 | 0.078663 | 0.073225 | 0.068951 | 0.063763 | 0.057288 | 0.05553 | 0.05643 | 0.061947 | 0.070273 | 0.076212 | 0.078042 | 0.076298 | 0.070709 | 0.062462 | 0.049069
560-03 | 0.038848 | 0.050344 | 0.045829 | 0.041772 | 0.038892 | 0.038897 | 0.040961 | 0.042742 | 0.044374 | 0.046036 | 0.045357 | 0.042173 | 0.036626 | 0.030276 | 0.02569 | 0.023388 | 0.022074 | 0.021845 | 0.023146 | 0.026524 | 0.036128 | 0.049012 | 0.056791 | 0.057964 | 0.054899 | 0.050344 | 0.045829 | 0.041772 | 0.038892 | 0.038897 | 0.040961 | 0.042742 | 0.044374 | 0.046036 | 0.045357 | 0.042173 | 0.036626 | 0.03182 | 0.025483 | 0.022489 | 0.021153 | 0.021179 | 0.024658 | 0.038288 | 0.053537 | 0.055287 | 0.051583 | 0.048536 | 0.045181 | 0.042544 | 0.039342 | 0.035347 | 0.034262 | 0.034818 | 0.038222 | 0.043359 | 0.047024 | 0.048153 | 0.047077 | 0.043628 | 0.03854 | 0.030276
23H-76 | 0.078081 | 0.10119 | 0.092113 | 0.083959 | 0.078171 | 0.07818 | 0.082328 | 0.085909 | 0.089188 | 0.092529 | 0.091165 | 0.084765 | 0.073616 | 0.060853 | 0.051636 | 0.047009 | 0.044368 | 0.043907 | 0.046522 | 0.053311 | 0.072614 | 0.098512 | 0.11415 | 0.1165 | 0.11034 | 0.10119 | 0.092113 | 0.083959 | 0.078171 | 0.07818 | 0.082328 | 0.085909 | 0.089188 | 0.092529 | 0.091165 | 0.084765 | 0.073616 | 0.063955 | 0.051219 | 0.045201 | 0.042516 | 0.042569 | 0.049562 | 0.076957 | 0.10761 | 0.11112 | 0.10368 | 0.097555 | 0.09081 | 0.08551 | 0.079075 | 0.071046 | 0.068865 | 0.069982 | 0.076824 | 0.08715 | 0.094515 | 0.096784 | 0.094621 | 0.08769 | 0.077462 | 0.060853
450-11 | 0.024582 | 0.031857 | 0.029 | 0.026433 | 0.02461 | 0.024613 | 0.025919 | 0.027046 | 0.028079 | 0.029131 | 0.028701 | 0.026686 | 0.023176 | 0.019158 | 0.016256 | 0.0148 | 0.013968 | 0.013823 | 0.014646 | 0.016784 | 0.022861 | 0.031014 | 0.035936 | 0.036679 | 0.034739 | 0.031857 | 0.029 | 0.026433 | 0.02461 | 0.024613 | 0.025919 | 0.027046 | 0.028079 | 0.029131 | 0.028701 | 0.026686 | 0.023176 | 0.020135 | 0.016125 | 0.014231 | 0.013385 | 0.013402 | 0.015603 | 0.024228 | 0.033877 | 0.034985 | 0.032641 | 0.030713 | 0.028589 | 0.026921 | 0.024895 | 0.022367 | 0.021681 | 0.022032 | 0.024186 | 0.027437 | 0.029756 | 0.03047 | 0.029789 | 0.027607 | 0.024387 | 0.019158
472-02 | 0.042938 | 0.055645 | 0.050654 | 0.04617 | 0.042988 | 0.042993 | 0.045274 | 0.047243 | 0.049046 | 0.050883 | 0.050133 | 0.046614 | 0.040483 | 0.033464 | 0.028395 | 0.025851 | 0.024399 | 0.024145 | 0.025583 | 0.029316 | 0.039932 | 0.054173 | 0.062771 | 0.064067 | 0.06068 | 0.055645 | 0.050654 | 0.04617 | 0.042988 | 0.042993 | 0.045274 | 0.047243 | 0.049046 | 0.050883 | 0.050133 | 0.046614 | 0.040483 | 0.03517 | 0.028166 | 0.024857 | 0.02338 | 0.023409 | 0.027255 | 0.04232 | 0.059174 | 0.061109 | 0.057015 | 0.053647 | 0.049938 | 0.047023 | 0.043485 | 0.039069 | 0.03787 | 0.038484 | 0.042247 | 0.047925 | 0.051975 | 0.053223 | 0.052034 | 0.048222 | 0.042598 | 0.033464
451-06 | 0.043709 | 0.056644 | 0.051564 | 0.046999 | 0.04376 | 0.043765 | 0.046087 | 0.048091 | 0.049927 | 0.051797 | 0.051033 | 0.047451 | 0.041209 | 0.034065 | 0.028905 | 0.026315 | 0.024837 | 0.024579 | 0.026042 | 0.029843 | 0.040649 | 0.055146 | 0.063898 | 0.065218 | 0.06177 | 0.056644 | 0.051564 | 0.046999 | 0.04376 | 0.043765 | 0.046087 | 0.048091 | 0.049927 | 0.051797 | 0.051033 | 0.047451 | 0.041209 | 0.035802 | 0.028672 | 0.025303 | 0.0238 | 0.02383 | 0.027744 | 0.04308 | 0.060236 | 0.062206 | 0.058039 | 0.05461 | 0.050835 | 0.047868 | 0.044266 | 0.039771 | 0.03855 | 0.039175 | 0.043005 | 0.048786 | 0.052908 | 0.054179 | 0.052968 | 0.049088 | 0.043363 | 0.034065
474-23 | 0.026159 | 0.0339 | 0.030859 | 0.028128 | 0.026189 | 0.026192 | 0.027581 | 0.028781 | 0.02988 | 0.030999 | 0.030542 | 0.028398 | 0.024663 | 0.020387 | 0.017299 | 0.015749 | 0.014864 | 0.01471 | 0.015586 | 0.01786 | 0.024327 | 0.033003 | 0.038241 | 0.039031 | 0.036967 | 0.0339 | 0.030859 | 0.028128 | 0.026189 | 0.026192 | 0.027581 | 0.028781 | 0.02988 | 0.030999 | 0.030542 | 0.028398 | 0.024663 | 0.021426 | 0.017159 | 0.015143 | 0.014243 | 0.014261 | 0.016604 | 0.025782 | 0.03605 | 0.037228 | 0.034734 | 0.032683 | 0.030423 | 0.028647 | 0.026492 | 0.023802 | 0.023071 | 0.023445 | 0.025737 | 0.029197 | 0.031664 | 0.032424 | 0.0317 | 0.029378 | 0.025951 | 0.020387
537-14 | 0.032507 | 0.042127 | 0.038348 | 0.034954 | 0.032544 | 0.032548 | 0.034275 | 0.035765 | 0.037131 | 0.038522 | 0.037953 | 0.035289 | 0.030648 | 0.025334 | 0.021497 | 0.019571 | 0.018471 | 0.018279 | 0.019368 | 0.022194 | 0.030231 | 0.041012 | 0.047521 | 0.048503 | 0.045938 | 0.042127 | 0.038348 | 0.034954 | 0.032544 | 0.032548 | 0.034275 | 0.035765 | 0.037131 | 0.038522 | 0.037953 | 0.035289 | 0.030648 | 0.026626 | 0.021323 | 0.018818 | 0.0177 | 0.017722 | 0.020633 | 0.032039 | 0.044798 | 0.046263 | 0.043163 | 0.040614 | 0.037806 | 0.035599 | 0.032921 | 0.029578 | 0.02867 | 0.029135 | 0.031983 | 0.036282 | 0.039348 | 0.040293 | 0.039392 | 0.036507 | 0.032249 | 0.025334
537-29 | 0.052791 | 0.068414 | 0.062277 | 0.056765 | 0.052852 | 0.052858 | 0.055662 | 0.058083 | 0.0603 | 0.062559 | 0.061636 | 0.05731 | 0.049772 | 0.041143 | 0.034911 | 0.031783 | 0.029997 | 0.029686 | 0.031453 | 0.036043 | 0.049095 | 0.066604 | 0.077174 | 0.078768 | 0.074604 | 0.068414 | 0.062277 | 0.056765 | 0.052852 | 0.052858 | 0.055662 | 0.058083 | 0.0603 | 0.062559 | 0.061636 | 0.05731 | 0.049772 | 0.04324 | 0.034629 | 0.03056 | 0.028745 | 0.028781 | 0.033509 | 0.052031 | 0.072752 | 0.075131 | 0.070097 | 0.065957 | 0.061397 | 0.057813 | 0.053463 | 0.048034 | 0.04656 | 0.047315 | 0.051941 | 0.058922 | 0.063901 | 0.065435 | 0.063973 | 0.059287 | 0.052372 | 0.041143
538-22 | 0.10875 | 0.14093 | 0.12829 | 0.11693 | 0.10887 | 0.10888 | 0.11466 | 0.11965 | 0.12422 | 0.12887 | 0.12697 | 0.11806 | 0.10253 | 0.084752 | 0.071915 | 0.065471 | 0.061793 | 0.061151 | 0.064792 | 0.074248 | 0.10113 | 0.1372 | 0.15898 | 0.16226 | 0.15368 | 0.14093 | 0.12829 | 0.11693 | 0.10887 | 0.10888 | 0.11466 | 0.11965 | 0.12422 | 0.12887 | 0.12697 | 0.11806 | 0.10253 | 0.089073 | 0.071335 | 0.062953 | 0.059213 | 0.059287 | 0.069026 | 0.10718 | 0.14987 | 0.15477 | 0.1444 | 0.13587 | 0.12647 | 0.11909 | 0.11013 | 0.098948 | 0.095911 | 0.097466 | 0.107 | 0.12138 | 0.13163 | 0.13479 | 0.13178 | 0.12213 | 0.10788 | 0.084752
580-11 | 0.054987 | 0.07126 | 0.064869 | 0.059126 | 0.055051 | 0.055057 | 0.057978 | 0.0605 | 0.062809 | 0.065162 | 0.064201 | 0.059694 | 0.051843 | 0.042855 | 0.036363 | 0.033105 | 0.031245 | 0.030921 | 0.032762 | 0.037543 | 0.051137 | 0.069375 | 0.080385 | 0.082046 | 0.077708 | 0.07126 | 0.064869 | 0.059126 | 0.055051 | 0.055057 | 0.057978 | 0.0605 | 0.062809 | 0.065162 | 0.064201 | 0.059694 | 0.051843 | 0.045039 | 0.03607 | 0.031832 | 0.029941 | 0.029978 | 0.034903 | 0.054196 | 0.075779 | 0.078257 | 0.073014 | 0.068701 | 0.063951 | 0.060219 | 0.055687 | 0.050032 | 0.048497 | 0.049283 | 0.054102 | 0.061373 | 0.06656 | 0.068158 | 0.066635 | 0.061754 | 0.054551 | 0.042855
471-02 | 0.1132 | 0.1467 | 0.13355 | 0.12172 | 0.11333 | 0.11335 | 0.11936 | 0.12455 | 0.12931 | 0.13415 | 0.13217 | 0.12289 | 0.10673 | 0.088225 | 0.074862 | 0.068154 | 0.064325 | 0.063657 | 0.067447 | 0.07729 | 0.10528 | 0.14282 | 0.16549 | 0.16891 | 0.15998 | 0.1467 | 0.13355 | 0.12172 | 0.11333 | 0.11335 | 0.11936 | 0.12455 | 0.12931 | 0.13415 | 0.13217 | 0.12289 | 0.10673 | 0.092722 | 0.074258 | 0.065533 | 0.061639 | 0.061716 | 0.071855 | 0.11157 | 0.15601 | 0.16111 | 0.15031 | 0.14144 | 0.13166 | 0.12397 | 0.11464 | 0.103 | 0.099841 | 0.10146 | 0.11138 | 0.12635 | 0.13703 | 0.14032 | 0.13718 | 0.12713 | 0.11231 | 0.088225
493-08 | 0.03374 | 0.043725 | 0.039803 | 0.03628 | 0.033779 | 0.033783 | 0.035575 | 0.037123 | 0.03854 | 0.039983 | 0.039394 | 0.036628 | 0.031811 | 0.026296 | 0.022313 | 0.020313 | 0.019172 | 0.018973 | 0.020103 | 0.023036 | 0.031378 | 0.042569 | 0.049324 | 0.050343 | 0.047681 | 0.043725 | 0.039803 | 0.03628 | 0.033779 | 0.033783 | 0.035575 | 0.037123 | 0.03854 | 0.039983 | 0.039394 | 0.036628 | 0.031811 | 0.027636 | 0.022133 | 0.019532 | 0.018372 | 0.018395 | 0.021416 | 0.033254 | 0.046498 | 0.048018 | 0.044801 | 0.042155 | 0.03924 | 0.03695 | 0.03417 | 0.0307 | 0.029758 | 0.03024 | 0.033197 | 0.037659 | 0.040841 | 0.041822 | 0.040887 | 0.037892 | 0.033473 | 0.026296
537-10 | 0.095232 | 0.12341 | 0.11235 | 0.1024 | 0.095342 | 0.095353 | 0.10041 | 0.10478 | 0.10878 | 0.11285 | 0.11119 | 0.10338 | 0.089786 | 0.07422 | 0.062977 | 0.057335 | 0.054114 | 0.053551 | 0.05674 | 0.065021 | 0.088564 | 0.12015 | 0.13922 | 0.14209 | 0.13458 | 0.12341 | 0.11235 | 0.1024 | 0.095342 | 0.095353 | 0.10041 | 0.10478 | 0.10878 | 0.11285 | 0.11119 | 0.10338 | 0.089786 | 0.078003 | 0.062469 | 0.05513 | 0.051854 | 0.051919 | 0.060448 | 0.093861 | 0.13124 | 0.13553 | 0.12645 | 0.11898 | 0.11076 | 0.10429 | 0.096444 | 0.086651 | 0.083992 | 0.085354 | 0.093699 | 0.10629 | 0.11527 | 0.11804 | 0.1154 | 0.10695 | 0.094477 | 0.07422
471-04 | 0.009081 | 0.011768 | 0.010713 | 0.0097646 | 0.0090915 | 0.0090925 | 0.009575 | 0.0099914 | 0.010373 | 0.010761 | 0.010603 | 0.0098584 | 0.0085617 | 0.0070774 | 0.0060053 | 0.0054673 | 0.0051601 | 0.0051065 | 0.0054106 | 0.0062002 | 0.0084452 | 0.011457 | 0.013275 | 0.01355 | 0.012833 | 0.011768 | 0.010713 | 0.0097646 | 0.0090915 | 0.0090925 | 0.009575 | 0.0099914 | 0.010373 | 0.010761 | 0.010603 | 0.0098584 | 0.0085617 | 0.0074381 | 0.0059569 | 0.005257 | 0.0049447 | 0.0049509 | 0.0057641 | 0.0089503 | 0.012515 | 0.012924 | 0.012058 | 0.011346 | 0.010561 | 0.009945 | 0.0091967 | 0.0082628 | 0.0080092 | 0.0081391 | 0.0089348 | 0.010136 | 0.010992 | 0.011256 | 0.011005 | 0.010199 | 0.0090091 | 0.0070774
514-05 | 0.032816 | 0.042528 | 0.038713 | 0.035286 | 0.032854 | 0.032858 | 0.034601 | 0.036106 | 0.037484 | 0.038888 | 0.038315 | 0.035625 | 0.030939 | 0.025575 | 0.021702 | 0.019757 | 0.018647 | 0.018453 | 0.019552 | 0.022406 | 0.030518 | 0.041403 | 0.047974 | 0.048964 | 0.046376 | 0.042528 | 0.038713 | 0.035286 | 0.032854 | 0.032858 | 0.034601 | 0.036106 | 0.037484 | 0.038888 | 0.038315 | 0.035625 | 0.030939 | 0.026879 | 0.021526 | 0.018997 | 0.017869 | 0.017891 | 0.02083 | 0.032344 | 0.045225 | 0.046703 | 0.043574 | 0.041 | 0.038166 | 0.035938 | 0.033234 | 0.029859 | 0.028943 | 0.029412 | 0.032288 | 0.036627 | 0.039723 | 0.040676 | 0.039768 | 0.036855 | 0.032556 | 0.025575
514-14 | 0.021448 | 0.027795 | 0.025302 | 0.023063 | 0.021473 | 0.021475 | 0.022615 | 0.023598 | 0.024499 | 0.025417 | 0.025042 | 0.023284 | 0.020221 | 0.016716 | 0.014184 | 0.012913 | 0.012187 | 0.012061 | 0.012779 | 0.014644 | 0.019946 | 0.02706 | 0.031355 | 0.032002 | 0.03031 | 0.027795 | 0.025302 | 0.023063 | 0.021473 | 0.021475 | 0.022615 | 0.023598 | 0.024499 | 0.025417 | 0.025042 | 0.023284 | 0.020221 | 0.017568 | 0.014069 | 0.012416 | 0.011679 | 0.011693 | 0.013614 | 0.021139 | 0.029558 | 0.030525 | 0.02848 | 0.026797 | 0.024945 | 0.023489 | 0.021721 | 0.019515 | 0.018917 | 0.019223 | 0.021103 | 0.023939 | 0.025962 | 0.026585 | 0.025991 | 0.024088 | 0.021278 | 0.016716
536-01 | 0.01429 | 0.018519 | 0.016858 | 0.015366 | 0.014307 | 0.014308 | 0.015067 | 0.015723 | 0.016323 | 0.016934 | 0.016684 | 0.015513 | 0.013473 | 0.011137 | 0.0094501 | 0.0086034 | 0.00812 | 0.0080357 | 0.0085142 | 0.0097567 | 0.01329 | 0.018029 | 0.02089 | 0.021322 | 0.020195 | 0.018519 | 0.016858 | 0.015366 | 0.014307 | 0.014308 | 0.015067 | 0.015723 | 0.016323 | 0.016934 | 0.016684 | 0.015513 | 0.013473 | 0.011705 | 0.0093739 | 0.0082725 | 0.007781 | 0.0077907 | 0.0090705 | 0.014084 | 0.019693 | 0.020337 | 0.018975 | 0.017854 | 0.01662 | 0.01565 | 0.014472 | 0.013002 | 0.012603 | 0.012808 | 0.01406 | 0.01595 | 0.017298 | 0.017713 | 0.017317 | 0.016049 | 0.014177 | 0.011137
579-16 | 0.070766 | 0.091709 | 0.083484 | 0.076094 | 0.070848 | 0.070856 | 0.074616 | 0.077861 | 0.080833 | 0.083861 | 0.082624 | 0.076825 | 0.06672 | 0.055153 | 0.046799 | 0.042605 | 0.040212 | 0.039794 | 0.042164 | 0.048317 | 0.065812 | 0.089284 | 0.10345 | 0.10559 | 0.10001 | 0.091709 | 0.083484 | 0.076094 | 0.070848 | 0.070856 | 0.074616 | 0.077861 | 0.080833 | 0.083861 | 0.082624 | 0.076825 | 0.06672 | 0.057964 | 0.046421 | 0.040967 | 0.038533 | 0.038581 | 0.044919 | 0.069748 | 0.097525 | 0.10071 | 0.093967 | 0.088416 | 0.082303 | 0.0775 | 0.071668 | 0.06439 | 0.062414 | 0.063426 | 0.069627 | 0.078986 | 0.085661 | 0.087717 | 0.085757 | 0.079476 | 0.070206 | 0.055153
404-04 | 0.031576 | 0.040921 | 0.037251 | 0.033953 | 0.031613 | 0.031616 | 0.033294 | 0.034742 | 0.036068 | 0.037419 | 0.036867 | 0.034279 | 0.029771 | 0.024609 | 0.020882 | 0.019011 | 0.017943 | 0.017756 | 0.018814 | 0.021559 | 0.029366 | 0.039839 | 0.046161 | 0.047115 | 0.044624 | 0.040921 | 0.037251 | 0.033953 | 0.031613 | 0.031616 | 0.033294 | 0.034742 | 0.036068 | 0.037419 | 0.036867 | 0.034279 | 0.029771 | 0.025864 | 0.020713 | 0.01828 | 0.017194 | 0.017215 | 0.020043 | 0.031122 | 0.043516 | 0.044939 | 0.041928 | 0.039452 | 0.036724 | 0.034581 | 0.031978 | 0.028731 | 0.027849 | 0.028301 | 0.031068 | 0.035244 | 0.038222 | 0.03914 | 0.038265 | 0.035462 | 0.031326 | 0.024609
425-07 | 0.027684 | 0.035877 | 0.032659 | 0.029768 | 0.027716 | 0.027719 | 0.02919 | 0.030459 | 0.031622 | 0.032806 | 0.032323 | 0.030054 | 0.026101 | 0.021576 | 0.018308 | 0.016667 | 0.015731 | 0.015567 | 0.016494 | 0.018901 | 0.025746 | 0.034928 | 0.040471 | 0.041307 | 0.039123 | 0.035877 | 0.032659 | 0.029768 | 0.027716 | 0.027719 | 0.02919 | 0.030459 | 0.031622 | 0.032806 | 0.032323 | 0.030054 | 0.026101 | 0.022675 | 0.01816 | 0.016026 | 0.015074 | 0.015093 | 0.017572 | 0.027285 | 0.038152 | 0.039399 | 0.03676 | 0.034588 | 0.032197 | 0.030318 | 0.028036 | 0.025189 | 0.024416 | 0.024812 | 0.027238 | 0.030899 | 0.03351 | 0.034315 | 0.033548 | 0.031091 | 0.027464 | 0.021576
447-01 | 0.015019 | 0.019463 | 0.017718 | 0.016149 | 0.015036 | 0.015038 | 0.015836 | 0.016524 | 0.017155 | 0.017798 | 0.017535 | 0.016305 | 0.01416 | 0.011705 | 0.009932 | 0.0090421 | 0.0085341 | 0.0084455 | 0.0089484 | 0.010254 | 0.013967 | 0.018949 | 0.021956 | 0.022409 | 0.021224 | 0.019463 | 0.017718 | 0.016149 | 0.015036 | 0.015038 | 0.015836 | 0.016524 | 0.017155 | 0.017798 | 0.017535 | 0.016305 | 0.01416 | 0.012302 | 0.0098519 | 0.0086944 | 0.0081778 | 0.0081881 | 0.0095331 | 0.014803 | 0.020698 | 0.021375 | 0.019942 | 0.018764 | 0.017467 | 0.016448 | 0.01521 | 0.013666 | 0.013246 | 0.013461 | 0.014777 | 0.016763 | 0.01818 | 0.018616 | 0.0182 | 0.016867 | 0.0149 | 0.011705
512-08 | 0.026387 | 0.034196 | 0.031129 | 0.028374 | 0.026418 | 0.026421 | 0.027823 | 0.029033 | 0.030141 | 0.03127 | 0.030809 | 0.028646 | 0.024878 | 0.020565 | 0.01745 | 0.015887 | 0.014994 | 0.014838 | 0.015722 | 0.018016 | 0.02454 | 0.033292 | 0.038575 | 0.039372 | 0.03729 | 0.034196 | 0.031129 | 0.028374 | 0.026418 | 0.026421 | 0.027823 | 0.029033 | 0.030141 | 0.03127 | 0.030809 | 0.028646 | 0.024878 | 0.021613 | 0.017309 | 0.015276 | 0.014368 | 0.014386 | 0.016749 | 0.026007 | 0.036365 | 0.037554 | 0.035038 | 0.032968 | 0.030689 | 0.028898 | 0.026723 | 0.02401 | 0.023273 | 0.02365 | 0.025963 | 0.029452 | 0.031941 | 0.032708 | 0.031977 | 0.029635 | 0.026178 | 0.020565
513-11 | 0.078096 | 0.10121 | 0.092131 | 0.083975 | 0.078186 | 0.078195 | 0.082344 | 0.085925 | 0.089205 | 0.092547 | 0.091182 | 0.084782 | 0.07363 | 0.060865 | 0.051646 | 0.047018 | 0.044377 | 0.043916 | 0.046531 | 0.053321 | 0.072628 | 0.098531 | 0.11417 | 0.11653 | 0.11037 | 0.10121 | 0.092131 | 0.083975 | 0.078186 | 0.078195 | 0.082344 | 0.085925 | 0.089205 | 0.092547 | 0.091182 | 0.084782 | 0.07363 | 0.063967 | 0.051229 | 0.04521 | 0.042524 | 0.042577 | 0.049571 | 0.076972 | 0.10763 | 0.11115 | 0.1037 | 0.097574 | 0.090827 | 0.085526 | 0.079091 | 0.071059 | 0.068879 | 0.069995 | 0.076839 | 0.087166 | 0.094533 | 0.096802 | 0.094639 | 0.087707 | 0.077477 | 0.060865
535-15 | 0.095828 | 0.12419 | 0.11305 | 0.10304 | 0.095938 | 0.095949 | 0.10104 | 0.10543 | 0.10946 | 0.11356 | 0.11188 | 0.10403 | 0.090348 | 0.074684 | 0.063372 | 0.057694 | 0.054452 | 0.053886 | 0.057095 | 0.065427 | 0.089118 | 0.1209 | 0.14009 | 0.14298 | 0.13542 | 0.12419 | 0.11305 | 0.10304 | 0.095938 | 0.095949 | 0.10104 | 0.10543 | 0.10946 | 0.11356 | 0.11188 | 0.10403 | 0.090348 | 0.078491 | 0.06286 | 0.055475 | 0.052179 | 0.052244 | 0.060826 | 0.094448 | 0.13206 | 0.13638 | 0.12724 | 0.11973 | 0.11145 | 0.10494 | 0.097048 | 0.087193 | 0.084517 | 0.085888 | 0.094285 | 0.10696 | 0.116 | 0.11878 | 0.11613 | 0.10762 | 0.095068 | 0.074684
535-24 | 0.004335 | 0.0056179 | 0.005114 | 0.0046613 | 0.00434 | 0.0043405 | 0.0045708 | 0.0047696 | 0.0049517 | 0.0051372 | 0.0050614 | 0.0047061 | 0.0040871 | 0.0033785 | 0.0028668 | 0.0026099 | 0.0024633 | 0.0024377 | 0.0025829 | 0.0029598 | 0.0040315 | 0.0054693 | 0.0063373 | 0.0064682 | 0.0061262 | 0.0056179 | 0.005114 | 0.0046613 | 0.00434 | 0.0043405 | 0.0045708 | 0.0047696 | 0.0049517 | 0.0051372 | 0.0050614 | 0.0047061 | 0.0040871 | 0.0035507 | 0.0028436 | 0.0025095 | 0.0023604 | 0.0023634 | 0.0027516 | 0.0042726 | 0.0059742 | 0.0061695 | 0.0057562 | 0.0054162 | 0.0050417 | 0.0047475 | 0.0043902 | 0.0039444 | 0.0038234 | 0.0038854 | 0.0042652 | 0.0048385 | 0.0052474 | 0.0053734 | 0.0052533 | 0.0048685 | 0.0043007 | 0.0033785
557-15 | 0.012082 | 0.015658 | 0.014254 | 0.012992 | 0.012096 | 0.012098 | 0.01274 | 0.013294 | 0.013801 | 0.014318 | 0.014107 | 0.013117 | 0.011392 | 0.0094166 | 0.0079903 | 0.0072744 | 0.0068657 | 0.0067943 | 0.0071989 | 0.0082495 | 0.011237 | 0.015244 | 0.017663 | 0.018028 | 0.017075 | 0.015658 | 0.014254 | 0.012992 | 0.012096 | 0.012098 | 0.01274 | 0.013294 | 0.013801 | 0.014318 | 0.014107 | 0.013117 | 0.011392 | 0.0098966 | 0.0079258 | 0.0069946 | 0.006579 | 0.0065872 | 0.0076693 | 0.011909 | 0.016651 | 0.017196 | 0.016044 | 0.015096 | 0.014052 | 0.013232 | 0.012236 | 0.010994 | 0.010656 | 0.010829 | 0.011888 | 0.013486 | 0.014626 | 0.014977 | 0.014642 | 0.013569 | 0.011987 | 0.0094166
557-13 | 0.10519 | 0.13632 | 0.1241 | 0.11311 | 0.10531 | 0.10533 | 0.11091 | 0.11574 | 0.12016 | 0.12466 | 0.12282 | 0.1142 | 0.099177 | 0.081983 | 0.069565 | 0.063332 | 0.059774 | 0.059153 | 0.062676 | 0.071822 | 0.097828 | 0.13272 | 0.15378 | 0.15696 | 0.14866 | 0.13632 | 0.1241 | 0.11311 | 0.10531 | 0.10533 | 0.11091 | 0.11574 | 0.12016 | 0.12466 | 0.12282 | 0.1142 | 0.099177 | 0.086162 | 0.069004 | 0.060896 | 0.057278 | 0.05735 | 0.066771 | 0.10368 | 0.14497 | 0.14971 | 0.13968 | 0.13143 | 0.12234 | 0.1152 | 0.10653 | 0.095715 | 0.092777 | 0.094282 | 0.1035 | 0.11741 | 0.12733 | 0.13039 | 0.12748 | 0.11814 | 0.10436 | 0.081983
599-09 | 0.16901 | 0.21902 | 0.19938 | 0.18173 | 0.1692 | 0.16922 | 0.1782 | 0.18595 | 0.19305 | 0.20028 | 0.19733 | 0.18347 | 0.15934 | 0.13172 | 0.11177 | 0.10175 | 0.096034 | 0.095037 | 0.1007 | 0.11539 | 0.15717 | 0.21323 | 0.24707 | 0.25217 | 0.23884 | 0.21902 | 0.19938 | 0.18173 | 0.1692 | 0.16922 | 0.1782 | 0.18595 | 0.19305 | 0.20028 | 0.19733 | 0.18347 | 0.15934 | 0.13843 | 0.11086 | 0.097838 | 0.092025 | 0.09214 | 0.10728 | 0.16657 | 0.23291 | 0.24053 | 0.22441 | 0.21116 | 0.19656 | 0.18509 | 0.17116 | 0.15378 | 0.14906 | 0.15148 | 0.16629 | 0.18863 | 0.20458 | 0.20949 | 0.20481 | 0.1898 | 0.16767 | 0.13172
511-15 | 0.032911 | 0.04265 | 0.038825 | 0.035388 | 0.032949 | 0.032953 | 0.034701 | 0.03621 | 0.037592 | 0.039001 | 0.038425 | 0.035728 | 0.031029 | 0.025649 | 0.021764 | 0.019814 | 0.018701 | 0.018507 | 0.019609 | 0.02247 | 0.030607 | 0.041522 | 0.048112 | 0.049106 | 0.046509 | 0.04265 | 0.038825 | 0.035388 | 0.032949 | 0.032953 | 0.034701 | 0.03621 | 0.037592 | 0.039001 | 0.038425 | 0.035728 | 0.031029 | 0.026957 | 0.021589 | 0.019052 | 0.01792 | 0.017943 | 0.02089 | 0.032437 | 0.045355 | 0.046838 | 0.0437 | 0.041119 | 0.038276 | 0.036042 | 0.03333 | 0.029945 | 0.029026 | 0.029497 | 0.032381 | 0.036733 | 0.039838 | 0.040794 | 0.039882 | 0.036961 | 0.03265 | 0.025649
532-22 | 0.073972 | 0.095864 | 0.087266 | 0.079541 | 0.074058 | 0.074067 | 0.077996 | 0.081388 | 0.084495 | 0.087661 | 0.086368 | 0.080305 | 0.069742 | 0.057651 | 0.048919 | 0.044536 | 0.042034 | 0.041597 | 0.044074 | 0.050506 | 0.068794 | 0.093328 | 0.10814 | 0.11037 | 0.10454 | 0.095864 | 0.087266 | 0.079541 | 0.074058 | 0.074067 | 0.077996 | 0.081388 | 0.084495 | 0.087661 | 0.086368 | 0.080305 | 0.069742 | 0.06059 | 0.048524 | 0.042823 | 0.040279 | 0.040329 | 0.046954 | 0.072908 | 0.10194 | 0.10528 | 0.098224 | 0.092422 | 0.086032 | 0.081011 | 0.074915 | 0.067307 | 0.065242 | 0.0663 | 0.072782 | 0.082564 | 0.089542 | 0.091691 | 0.089642 | 0.083076 | 0.073386 | 0.057651
556-01 | 0.02521 | 0.032671 | 0.02974 | 0.027108 | 0.025239 | 0.025242 | 0.026581 | 0.027737 | 0.028796 | 0.029875 | 0.029434 | 0.027368 | 0.023768 | 0.019648 | 0.016672 | 0.015178 | 0.014325 | 0.014176 | 0.01502 | 0.017212 | 0.023445 | 0.031807 | 0.036854 | 0.037616 | 0.035627 | 0.032671 | 0.02974 | 0.027108 | 0.025239 | 0.025242 | 0.026581 | 0.027737 | 0.028796 | 0.029875 | 0.029434 | 0.027368 | 0.023768 | 0.020649 | 0.016537 | 0.014594 | 0.013727 | 0.013744 | 0.016002 | 0.024847 | 0.034743 | 0.035879 | 0.033475 | 0.031497 | 0.02932 | 0.027609 | 0.025531 | 0.022938 | 0.022235 | 0.022595 | 0.024804 | 0.028138 | 0.030516 | 0.031249 | 0.03055 | 0.028313 | 0.02501 | 0.019648
577-33 | 0.01724 | 0.022342 | 0.020338 | 0.018538 | 0.01726 | 0.017262 | 0.018178 | 0.018968 | 0.019692 | 0.02043 | 0.020129 | 0.018716 | 0.016254 | 0.013436 | 0.011401 | 0.010379 | 0.0097963 | 0.0096945 | 0.010272 | 0.011771 | 0.016033 | 0.021751 | 0.025203 | 0.025724 | 0.024364 | 0.022342 | 0.020338 | 0.018538 | 0.01726 | 0.017262 | 0.018178 | 0.018968 | 0.019692 | 0.02043 | 0.020129 | 0.018716 | 0.016254 | 0.014121 | 0.011309 | 0.0099803 | 0.0093873 | 0.0093991 | 0.010943 | 0.016992 | 0.023759 | 0.024536 | 0.022892 | 0.02154 | 0.020051 | 0.01888 | 0.01746 | 0.015687 | 0.015205 | 0.015452 | 0.016963 | 0.019242 | 0.020869 | 0.021369 | 0.020892 | 0.019362 | 0.017103 | 0.013436
556-16 | 0.01376 | 0.017832 | 0.016233 | 0.014796 | 0.013776 | 0.013777 | 0.014508 | 0.015139 | 0.015717 | 0.016306 | 0.016066 | 0.014938 | 0.012973 | 0.010724 | 0.0090996 | 0.0082843 | 0.0078189 | 0.0077376 | 0.0081984 | 0.0093948 | 0.012797 | 0.01736 | 0.020116 | 0.020531 | 0.019446 | 0.017832 | 0.016233 | 0.014796 | 0.013776 | 0.013777 | 0.014508 | 0.015139 | 0.015717 | 0.016306 | 0.016066 | 0.014938 | 0.012973 | 0.011271 | 0.0090262 | 0.0079657 | 0.0074924 | 0.0075018 | 0.0087341 | 0.013562 | 0.018963 | 0.019583 | 0.018271 | 0.017192 | 0.016003 | 0.015069 | 0.013935 | 0.01252 | 0.012136 | 0.012333 | 0.013539 | 0.015358 | 0.016656 | 0.017056 | 0.016675 | 0.015453 | 0.013651 | 0.010724
557-19 | 0.13284 | 0.17215 | 0.15671 | 0.14284 | 0.13299 | 0.13301 | 0.14006 | 0.14616 | 0.15173 | 0.15742 | 0.1551 | 0.14421 | 0.12524 | 0.10353 | 0.087847 | 0.079976 | 0.075483 | 0.074699 | 0.079147 | 0.090697 | 0.12354 | 0.1676 | 0.1942 | 0.19821 | 0.18773 | 0.17215 | 0.15671 | 0.14284 | 0.13299 | 0.13301 | 0.14006 | 0.14616 | 0.15173 | 0.15742 | 0.1551 | 0.14421 | 0.12524 | 0.10881 | 0.087138 | 0.0769 | 0.072331 | 0.072422 | 0.084319 | 0.13093 | 0.18307 | 0.18905 | 0.17639 | 0.16597 | 0.15449 | 0.14548 | 0.13453 | 0.12087 | 0.11716 | 0.11906 | 0.1307 | 0.14827 | 0.1608 | 0.16466 | 0.16098 | 0.14919 | 0.13179 | 0.10353
446-13 | 0.055744 | 0.072241 | 0.065761 | 0.05994 | 0.055808 | 0.055815 | 0.058776 | 0.061332 | 0.063673 | 0.066059 | 0.065084 | 0.060516 | 0.052556 | 0.043444 | 0.036864 | 0.033561 | 0.031675 | 0.031346 | 0.033213 | 0.03806 | 0.051841 | 0.07033 | 0.081492 | 0.083175 | 0.078777 | 0.072241 | 0.065761 | 0.05994 | 0.055808 | 0.055815 | 0.058776 | 0.061332 | 0.063673 | 0.066059 | 0.065084 | 0.060516 | 0.052556 | 0.045659 | 0.036566 | 0.03227 | 0.030353 | 0.030391 | 0.035383 | 0.054941 | 0.076822 | 0.079334 | 0.074019 | 0.069647 | 0.064831 | 0.061047 | 0.056454 | 0.050721 | 0.049164 | 0.049962 | 0.054847 | 0.062218 | 0.067476 | 0.069096 | 0.067552 | 0.062604 | 0.055302 | 0.043444
467-01 | 0.056288 | 0.072945 | 0.066403 | 0.060525 | 0.056353 | 0.056359 | 0.059349 | 0.06193 | 0.064294 | 0.066703 | 0.065719 | 0.061106 | 0.053069 | 0.043868 | 0.037223 | 0.033888 | 0.031984 | 0.031652 | 0.033537 | 0.038431 | 0.052347 | 0.071016 | 0.082286 | 0.083986 | 0.079545 | 0.072945 | 0.066403 | 0.060525 | 0.056353 | 0.056359 | 0.059349 | 0.06193 | 0.064294 | 0.066703 | 0.065719 | 0.061106 | 0.053069 | 0.046104 | 0.036923 | 0.032585 | 0.030649 | 0.030687 | 0.035728 | 0.055477 | 0.077571 | 0.080108 | 0.074741 | 0.070326 | 0.065464 | 0.061643 | 0.057004 | 0.051216 | 0.049644 | 0.050449 | 0.055382 | 0.062825 | 0.068134 | 0.06977 | 0.068211 | 0.063215 | 0.055842 | 0.043868
119-05 | 0.04478 | 0.058032 | 0.052827 | 0.048151 | 0.044832 | 0.044837 | 0.047216 | 0.049269 | 0.05115 | 0.053066 | 0.052284 | 0.048614 | 0.042219 | 0.0349 | 0.029613 | 0.02696 | 0.025445 | 0.025181 | 0.026681 | 0.030574 | 0.041645 | 0.056497 | 0.065464 | 0.066816 | 0.063283 | 0.058032 | 0.052827 | 0.048151 | 0.044832 | 0.044837 | 0.047216 | 0.049269 | 0.05115 | 0.053066 | 0.052284 | 0.048614 | 0.042219 | 0.036679 | 0.029375 | 0.025923 | 0.024383 | 0.024414 | 0.028424 | 0.044135 | 0.061712 | 0.06373 | 0.059461 | 0.055948 | 0.05208 | 0.049041 | 0.04535 | 0.040745 | 0.039495 | 0.040135 | 0.044059 | 0.049981 | 0.054205 | 0.055506 | 0.054266 | 0.050291 | 0.044425 | 0.0349
139-07 | 0.24183 | 0.31339 | 0.28528 | 0.26003 | 0.24211 | 0.24213 | 0.25498 | 0.26607 | 0.27622 | 0.28657 | 0.28235 | 0.26253 | 0.228 | 0.18847 | 0.15992 | 0.14559 | 0.13741 | 0.13598 | 0.14408 | 0.16511 | 0.22489 | 0.3051 | 0.35352 | 0.36082 | 0.34175 | 0.31339 | 0.28528 | 0.26003 | 0.24211 | 0.24213 | 0.25498 | 0.26607 | 0.27622 | 0.28657 | 0.28235 | 0.26253 | 0.228 | 0.19808 | 0.15863 | 0.13999 | 0.13168 | 0.13184 | 0.1535 | 0.23834 | 0.33327 | 0.34416 | 0.3211 | 0.30214 | 0.28125 | 0.26483 | 0.2449 | 0.22004 | 0.21328 | 0.21674 | 0.23793 | 0.26991 | 0.29272 | 0.29975 | 0.29305 | 0.27159 | 0.23991 | 0.18847
139-31 | 0.06079 | 0.07878 | 0.071715 | 0.065366 | 0.06086 | 0.060867 | 0.064097 | 0.066884 | 0.069437 | 0.072039 | 0.070976 | 0.065994 | 0.057314 | 0.047377 | 0.040201 | 0.036599 | 0.034543 | 0.034184 | 0.03622 | 0.041505 | 0.056534 | 0.076697 | 0.088869 | 0.090704 | 0.085908 | 0.07878 | 0.071715 | 0.065366 | 0.06086 | 0.060867 | 0.064097 | 0.066884 | 0.069437 | 0.072039 | 0.070976 | 0.065994 | 0.057314 | 0.049792 | 0.039877 | 0.035191 | 0.033101 | 0.033142 | 0.038586 | 0.059915 | 0.083776 | 0.086516 | 0.080719 | 0.075951 | 0.0707 | 0.066574 | 0.061564 | 0.055313 | 0.053615 | 0.054485 | 0.059812 | 0.06785 | 0.073585 | 0.075351 | 0.073667 | 0.068271 | 0.060308 | 0.047377
180-25 | 0.029353 | 0.038039 | 0.034627 | 0.031562 | 0.029386 | 0.02939 | 0.030949 | 0.032295 | 0.033528 | 0.034784 | 0.034271 | 0.031865 | 0.027674 | 0.022876 | 0.019411 | 0.017672 | 0.016679 | 0.016506 | 0.017489 | 0.020041 | 0.027297 | 0.037033 | 0.04291 | 0.043797 | 0.041481 | 0.038039 | 0.034627 | 0.031562 | 0.029386 | 0.02939 | 0.030949 | 0.032295 | 0.033528 | 0.034784 | 0.034271 | 0.031865 | 0.027674 | 0.024042 | 0.019254 | 0.016992 | 0.015983 | 0.016003 | 0.018631 | 0.02893 | 0.040451 | 0.041774 | 0.038975 | 0.036673 | 0.034138 | 0.032145 | 0.029726 | 0.026708 | 0.025888 | 0.026308 | 0.02888 | 0.032762 | 0.03553 | 0.036383 | 0.03557 | 0.032965 | 0.02912 | 0.022876
160-19 | 0.061297 | 0.079437 | 0.072312 | 0.065911 | 0.061368 | 0.061375 | 0.064631 | 0.067442 | 0.070016 | 0.072639 | 0.071568 | 0.066544 | 0.057791 | 0.047772 | 0.040536 | 0.036904 | 0.034831 | 0.034469 | 0.036521 | 0.041851 | 0.057005 | 0.077336 | 0.089609 | 0.09146 | 0.086625 | 0.079437 | 0.072312 | 0.065911 | 0.061368 | 0.061375 | 0.064631 | 0.067442 | 0.070016 | 0.072639 | 0.071568 | 0.066544 | 0.057791 | 0.050207 | 0.040209 | 0.035485 | 0.033377 | 0.033418 | 0.038908 | 0.060415 | 0.084475 | 0.087237 | 0.081392 | 0.076584 | 0.07129 | 0.067129 | 0.062077 | 0.055774 | 0.054062 | 0.054939 | 0.06031 | 0.068416 | 0.074198 | 0.075979 | 0.074281 | 0.06884 | 0.060811 | 0.047772
181-11 | 0.058576 | 0.075912 | 0.069103 | 0.062986 | 0.058644 | 0.058651 | 0.061762 | 0.064449 | 0.066909 | 0.069415 | 0.068392 | 0.063591 | 0.055227 | 0.045652 | 0.038737 | 0.035266 | 0.033285 | 0.032939 | 0.034901 | 0.039994 | 0.054475 | 0.073904 | 0.085632 | 0.087401 | 0.08278 | 0.075912 | 0.069103 | 0.062986 | 0.058644 | 0.058651 | 0.061762 | 0.064449 | 0.066909 | 0.069415 | 0.068392 | 0.063591 | 0.055227 | 0.047979 | 0.038424 | 0.03391 | 0.031895 | 0.031935 | 0.037181 | 0.057733 | 0.080725 | 0.083365 | 0.07778 | 0.073185 | 0.068126 | 0.064149 | 0.059322 | 0.053298 | 0.051663 | 0.0525 | 0.057633 | 0.06538 | 0.070905 | 0.072607 | 0.070985 | 0.065785 | 0.058112 | 0.045652
181-11 | 0.11206 | 0.14522 | 0.1322 | 0.1205 | 0.11219 | 0.1122 | 0.11816 | 0.1233 | 0.128 | 0.1328 | 0.13084 | 0.12165 | 0.10565 | 0.087336 | 0.074107 | 0.067467 | 0.063676 | 0.063015 | 0.066767 | 0.076511 | 0.10422 | 0.14138 | 0.16382 | 0.1672 | 0.15836 | 0.14522 | 0.1322 | 0.1205 | 0.11219 | 0.1122 | 0.11816 | 0.1233 | 0.128 | 0.1328 | 0.13084 | 0.12165 | 0.10565 | 0.091788 | 0.073509 | 0.064872 | 0.061018 | 0.061094 | 0.07113 | 0.11045 | 0.15443 | 0.15948 | 0.1488 | 0.14001 | 0.13033 | 0.12272 | 0.11349 | 0.10196 | 0.098835 | 0.10044 | 0.11026 | 0.12508 | 0.13565 | 0.1389 | 0.1358 | 0.12585 | 0.11117 | 0.087336
180-01 | 0.071604 | 0.092795 | 0.084472 | 0.076994 | 0.071687 | 0.071695 | 0.075499 | 0.078782 | 0.08179 | 0.084854 | 0.083602 | 0.077734 | 0.067509 | 0.055805 | 0.047352 | 0.04311 | 0.040688 | 0.040265 | 0.042663 | 0.048889 | 0.066591 | 0.09034 | 0.10468 | 0.10684 | 0.10119 | 0.092795 | 0.084472 | 0.076994 | 0.071687 | 0.071695 | 0.075499 | 0.078782 | 0.08179 | 0.084854 | 0.083602 | 0.077734 | 0.067509 | 0.05865 | 0.04697 | 0.041452 | 0.038989 | 0.039038 | 0.04545 | 0.070573 | 0.098679 | 0.10191 | 0.095079 | 0.089462 | 0.083277 | 0.078417 | 0.072516 | 0.065152 | 0.063153 | 0.064177 | 0.070451 | 0.07992 | 0.086675 | 0.088755 | 0.086772 | 0.080416 | 0.071037 | 0.055805
202-11 | 0.074039 | 0.09595 | 0.087344 | 0.079613 | 0.074125 | 0.074133 | 0.078066 | 0.081462 | 0.084571 | 0.08774 | 0.086445 | 0.080377 | 0.069805 | 0.057703 | 0.048963 | 0.044576 | 0.042071 | 0.041634 | 0.044114 | 0.050551 | 0.068855 | 0.093412 | 0.10824 | 0.11047 | 0.10463 | 0.09595 | 0.087344 | 0.079613 | 0.074125 | 0.074133 | 0.078066 | 0.081462 | 0.084571 | 0.08774 | 0.086445 | 0.080377 | 0.069805 | 0.060644 | 0.048568 | 0.042861 | 0.040315 | 0.040365 | 0.046996 | 0.072973 | 0.10203 | 0.10537 | 0.098312 | 0.092505 | 0.086109 | 0.081083 | 0.074982 | 0.067368 | 0.0653 | 0.066359 | 0.072847 | 0.082638 | 0.089622 | 0.091774 | 0.089723 | 0.083151 | 0.073452 | 0.057703
244-37 | 0.21115 | 0.27364 | 0.2491 | 0.22705 | 0.2114 | 0.21142 | 0.22264 | 0.23232 | 0.24119 | 0.25022 | 0.24653 | 0.22923 | 0.19908 | 0.16456 | 0.13964 | 0.12712 | 0.11998 | 0.11874 | 0.12581 | 0.14417 | 0.19637 | 0.2664 | 0.30868 | 0.31506 | 0.2984 | 0.27364 | 0.2491 | 0.22705 | 0.2114 | 0.21142 | 0.22264 | 0.23232 | 0.24119 | 0.25022 | 0.24653 | 0.22923 | 0.19908 | 0.17295 | 0.13851 | 0.12224 | 0.11497 | 0.11512 | 0.13403 | 0.20811 | 0.29099 | 0.30051 | 0.28037 | 0.26381 | 0.24557 | 0.23124 | 0.21384 | 0.19213 | 0.18623 | 0.18925 | 0.20775 | 0.23567 | 0.25559 | 0.26173 | 0.25588 | 0.23714 | 0.20948 | 0.16456
368-15 | 0.018335 | 0.023761 | 0.02163 | 0.019715 | 0.018356 | 0.018358 | 0.019332 | 0.020173 | 0.020943 | 0.021728 | 0.021407 | 0.019905 | 0.017287 | 0.01429 | 0.012125 | 0.011039 | 0.010419 | 0.01031 | 0.010924 | 0.012518 | 0.017051 | 0.023133 | 0.026804 | 0.027357 | 0.025911 | 0.023761 | 0.02163 | 0.019715 | 0.018356 | 0.018358 | 0.019332 | 0.020173 | 0.020943 | 0.021728 | 0.021407 | 0.019905 | 0.017287 | 0.015018 | 0.012027 | 0.010614 | 0.0099835 | 0.009996 | 0.011638 | 0.018071 | 0.025268 | 0.026094 | 0.024346 | 0.022908 | 0.021324 | 0.020079 | 0.018569 | 0.016683 | 0.016171 | 0.016433 | 0.01804 | 0.020465 | 0.022194 | 0.022727 | 0.022219 | 0.020591 | 0.01819 | 0.01429

## Gas flows
An example of a gas flow file
Gas flow is calculated by Mega-WATS. This file overrides those calculation. Positive, zero, and negative gas flows are allowed
Full dataset for diurnal simulations |  |  |  | From here come the flows | [36 empty] | From here come the upstream pressures | [36 empty] | From here come the downstream pressures
Asset ID | Air flow | Upstr node pressure | Downstr node pressure | -12 |  |  | -11 |  |  | -10 |  |  | -9 |  |  | -8 |  |  | -7 |  |  | -6 |  |  | -5 |  |  | -4 |  |  | -3 |  |  | -2 |  |  | -1 |  |  | 0 |  |  | 1 |  |  | 2 |  |  | 3 |  |  | 4 |  |  | 5 |  |  | 6 |  |  | 7 |  |  | 8 |  |  | 9 |  |  | 10 |  |  | 11 |  |  | 12 |  |  | 13 |  |  | 14 |  |  | 15 |  |  | 16 |  |  | 17 |  |  | 18 |  |  | 19 |  |  | 20 |  |  | 21 |  |  | 22 |  |  | 23 |  |  | 24 |  |  | 25 |  |  | 26 |  |  | 27 |  |  | 28 |  |  | 29 |  |  | 30 |  |  | 31 |  |  | 32 |  |  | 33 |  |  | 34 |  |  | 35 |  |  | 36 |  |  | 37 |  |  | 38 |  |  | 39 |  |  | 40 |  |  | 41 |  |  | 42 |  |  | 43 |  |  | 44 |  |  | 45 |  |  | 46 |  |  | 47 |  |  | 48
Units: | m3/s | Pa | Pa | m3/s | Pa | Pa | m3/s | Pa | Pa | m3/s | Pa | Pa | m3/s | Pa | Pa | m3/s | Pa | Pa | m3/s | Pa | Pa | m3/s | Pa | Pa | m3/s | Pa | Pa | m3/s | Pa | Pa | m3/s | Pa | Pa | m3/s | Pa | Pa | m3/s | Pa | Pa | m3/s | Pa | Pa | m3/s | Pa | Pa | m3/s | Pa | Pa | m3/s | Pa | Pa | m3/s | Pa | Pa | m3/s | Pa | Pa | m3/s | Pa | Pa | m3/s | Pa | Pa | m3/s | Pa | Pa | m3/s | Pa | Pa | m3/s | Pa | Pa | m3/s | Pa | Pa | m3/s | Pa | Pa | m3/s | Pa | Pa | m3/s | Pa | Pa | m3/s | Pa | Pa | m3/s | Pa | Pa | m3/s | Pa | Pa | m3/s | Pa | Pa | m3/s | Pa | Pa | m3/s | Pa | Pa | m3/s | Pa | Pa | m3/s | Pa | Pa | m3/s | Pa | Pa | m3/s | Pa | Pa | m3/s | Pa | Pa | m3/s | Pa | Pa | m3/s | Pa | Pa | m3/s | Pa | Pa | m3/s | Pa | Pa | m3/s | Pa | Pa | m3/s | Pa | Pa | m3/s | Pa | Pa | m3/s | Pa | Pa | m3/s | Pa | Pa | m3/s | Pa | Pa | m3/s | Pa | Pa | m3/s | Pa | Pa | m3/s | Pa | Pa | m3/s | Pa | Pa | m3/s | Pa | Pa | m3/s | Pa | Pa | m3/s | Pa | Pa | m3/s | Pa | Pa | m3/s | Pa | Pa | m3/s | Pa | Pa | m3/s | Pa | Pa | m3/s | Pa | Pa | m3/s | Pa | Pa
78409148 | 0 | 101325 | 101325 | 0 | 101325 | 101325 | 0 | 101325 | 101325 | 0 | 101325 | 101325 | 0 | 101325 | 101325 | 0 | 101325 | 101325 | 0 | 101325 | 101325 | 0 | 101325 | 101325 | 0 | 101325 | 101325 | 0 | 101325 | 101325 | 0 | 101325 | 101325 | 0 | 101325 | 101325 | 0 | 101325 | 101325 | 0 | 101325 | 101325 | 0 | 101325 | 101325 | 0 | 101325 | 101325 | 0 | 101325 | 101325 | 0 | 101325 | 101325 | 0 | 101325 | 101325 | 0 | 101325 | 101325 | 0 | 101325 | 101325 | 0 | 101325 | 101325 | 0 | 101325 | 101325 | 0 | 101325 | 101325 | 0 | 101325 | 101325 | 0 | 101325 | 101325 | 0 | 101325 | 101325 | 0 | 101325 | 101325 | 0 | 101325 | 101325 | 0 | 101325 | 101325 | 0 | 101325 | 101325 | 0 | 101325 | 101325 | 0 | 101325 | 101325 | 0 | 101325 | 101325 | 0 | 101325 | 101325 | 0 | 101325 | 101325 | 0 | 101325 | 101325 | 0 | 101325 | 101325 | 0 | 101325 | 101325 | 0 | 101325 | 101325 | 0 | 101325 | 101325 | 0 | 101325 | 101325 | 0 | 101325 | 101325 | 0 | 101325 | 101325 | 0 | 101325 | 101325 | 0 | 101325 | 101325 | 0 | 101325 | 101325 | 0 | 101325 | 101325 | 0 | 101325 | 101325 | 0 | 101325 | 101325 | 0 | 101325 | 101325 | 0 | 101325 | 101325 | 0 | 101325 | 101325 | 0 | 101325 | 101325 | 0 | 101325 | 101325 | 0 | 101325 | 101325 | 0 | 101325 | 101325 | 0 | 101325 | 101325 | 0 | 101325 | 101325 | 0 | 101325 | 101325 | 0 | 101325 | 101325 | 0 | 101325 | 101325
78528988 | 0 | 101325 | 101325 | 0 | 101325 | 101325 | 0 | 101325 | 101325 | 0 | 101325 | 101325 | 0 | 101325 | 101325 | 0 | 101325 | 101325 | 0 | 101325 | 101325 | 0 | 101325 | 101325 | 0 | 101325 | 101325 | 0 | 101325 | 101325 | 0 | 101325 | 101325 | 0 | 101325 | 101325 | 0 | 101325 | 101325 | 0 | 101325 | 101325 | 0 | 101325 | 101325 | 0 | 101325 | 101325 | 0 | 101325 | 101325 | 0 | 101325 | 101325 | 0 | 101325 | 101325 | 0 | 101325 | 101325 | 0 | 101325 | 101325 | 0 | 101325 | 101325 | 0 | 101325 | 101325 | 0 | 101325 | 101325 | 0 | 101325 | 101325 | 0 | 101325 | 101325 | 0 | 101325 | 101325 | 0 | 101325 | 101325 | 0 | 101325 | 101325 | 0 | 101325 | 101325 | 0 | 101325 | 101325 | 0 | 101325 | 101325 | 0 | 101325 | 101325 | 0 | 101325 | 101325 | 0 | 101325 | 101325 | 0 | 101325 | 101325 | 0 | 101325 | 101325 | 0 | 101325 | 101325 | 0 | 101325 | 101325 | 0 | 101325 | 101325 | 0 | 101325 | 101325 | 0 | 101325 | 101325 | 0 | 101325 | 101325 | 0 | 101325 | 101325 | 0 | 101325 | 101325 | 0 | 101325 | 101325 | 0 | 101325 | 101325 | 0 | 101325 | 101325 | 0 | 101325 | 101325 | 0 | 101325 | 101325 | 0 | 101325 | 101325 | 0 | 101325 | 101325 | 0 | 101325 | 101325 | 0 | 101325 | 101325 | 0 | 101325 | 101325 | 0 | 101325 | 101325 | 0 | 101325 | 101325 | 0 | 101325 | 101325 | 0 | 101325 | 101325 | 0 | 101325 | 101325 | 0 | 101325 | 101325 | 0 | 101325 | 101325
78566229 | 0 | 101325 | 101325 | 0 | 101325 | 101325 | 0 | 101325 | 101325 | 0 | 101325 | 101325 | 0 | 101325 | 101325 | 0 | 101325 | 101325 | 0 | 101325 | 101325 | 0 | 101325 | 101325 | 0 | 101325 | 101325 | 0 | 101325 | 101325 | 0 | 101325 | 101325 | 0 | 101325 | 101325 | 0 | 101325 | 101325 | 0 | 101325 | 101325 | 0 | 101325 | 101325 | 0 | 101325 | 101325 | 0 | 101325 | 101325 | 0 | 101325 | 101325 | 0 | 101325 | 101325 | 0 | 101325 | 101325 | 0 | 101325 | 101325 | 0 | 101325 | 101325 | 0 | 101325 | 101325 | 0 | 101325 | 101325 | 0 | 101325 | 101325 | 0 | 101325 | 101325 | 0 | 101325 | 101325 | 0 | 101325 | 101325 | 0 | 101325 | 101325 | 0 | 101325 | 101325 | 0 | 101325 | 101325 | 0 | 101325 | 101325 | 0 | 101325 | 101325 | 0 | 101325 | 101325 | 0 | 101325 | 101325 | 0 | 101325 | 101325 | 0 | 101325 | 101325 | 0 | 101325 | 101325 | 0 | 101325 | 101325 | 0 | 101325 | 101325 | 0 | 101325 | 101325 | 0 | 101325 | 101325 | 0 | 101325 | 101325 | 0 | 101325 | 101325 | 0 | 101325 | 101325 | 0 | 101325 | 101325 | 0 | 101325 | 101325 | 0 | 101325 | 101325 | 0 | 101325 | 101325 | 0 | 101325 | 101325 | 0 | 101325 | 101325 | 0 | 101325 | 101325 | 0 | 101325 | 101325 | 0 | 101325 | 101325 | 0 | 101325 | 101325 | 0 | 101325 | 101325 | 0 | 101325 | 101325 | 0 | 101325 | 101325 | 0 | 101325 | 101325 | 0 | 101325 | 101325 | 0 | 101325 | 101325 | 0 | 101325 | 101325
50517432 | 0.010364 | 101323.0574 | 101323.0318 | 0.010364 | 101323.0574 | 101323.0318 | 0.010364 | 101323.0574 | 101323.0318 | 0.010364 | 101323.0574 | 101323.0318 | 0.010364 | 101323.0574 | 101323.0318 | 0.010364 | 101323.0574 | 101323.0318 | 0.010364 | 101323.0574 | 101323.0318 | 0.010364 | 101323.0574 | 101323.0318 | 0.010364 | 101323.0574 | 101323.0318 | 0.010364 | 101323.0574 | 101323.0318 | 0.010364 | 101323.0574 | 101323.0318 | 0.010364 | 101323.0574 | 101323.0318 | 0.010364 | 101323.0574 | 101323.0318 | 0.010364 | 101323.0574 | 101323.0318 | 0.010364 | 101323.0574 | 101323.0318 | 0.010364 | 101323.0574 | 101323.0318 | 0.010364 | 101323.0574 | 101323.0318 | 0.010364 | 101323.0574 | 101323.0318 | 0.010364 | 101323.0574 | 101323.0318 | 0.010364 | 101323.0574 | 101323.0318 | 0.010364 | 101323.0574 | 101323.0318 | 0.010364 | 101323.0574 | 101323.0318 | 0.010364 | 101323.0574 | 101323.0318 | 0.010364 | 101323.0574 | 101323.0318 | 0.010364 | 101323.0574 | 101323.0318 | 0.010364 | 101323.0574 | 101323.0318 | 0.010364 | 101323.0574 | 101323.0318 | 0.010364 | 101323.0574 | 101323.0318 | 0.010364 | 101323.0574 | 101323.0318 | 0.010364 | 101323.0574 | 101323.0318 | 0.010364 | 101323.0574 | 101323.0318 | 0.010364 | 101323.0574 | 101323.0318 | 0.010364 | 101323.0574 | 101323.0318 | 0.010364 | 101323.0574 | 101323.0318 | 0.010364 | 101323.0574 | 101323.0318 | 0.010364 | 101323.0574 | 101323.0318 | 0.010364 | 101323.0574 | 101323.0318 | 0.010364 | 101323.0574 | 101323.0318 | 0.010364 | 101323.0574 | 101323.0318 | 0.010364 | 101323.0574 | 101323.0318 | 0.010364 | 101323.0574 | 101323.0318 | 0.010364 | 101323.0574 | 101323.0318 | 0.010364 | 101323.0574 | 101323.0318 | 0.010364 | 101323.0574 | 101323.0318 | 0.010364 | 101323.0574 | 101323.0318 | 0.010364 | 101323.0574 | 101323.0318 | 0.010364 | 101323.0574 | 101323.0318 | 0.010364 | 101323.0574 | 101323.0318 | 0.010364 | 101323.0574 | 101323.0318 | 0.010364 | 101323.0574 | 101323.0318 | 0.010364 | 101323.0574 | 101323.0318 | 0.010364 | 101323.0574 | 101323.0318 | 0.010364 | 101323.0574 | 101323.0318 | 0.010364 | 101323.0574 | 101323.0318 | 0.010364 | 101323.0574 | 101323.0318 | 0.010364 | 101323.0574 | 101323.0318 | 0.010364 | 101323.0574 | 101323.0318 | 0.010364 | 101323.0574 | 101323.0318 | 0.010364 | 101323.0574 | 101323.0318 | 0.010364 | 101323.0574 | 101323.0318 | 0.010364 | 101323.0574 | 101323.0318 | 0.010364 | 101323.0574 | 101323.0318
50723498 | -0.0044158 | 101325.0772 | 101325.0778 | -0.0044158 | 101325.0772 | 101325.0778 | -0.0044158 | 101325.0772 | 101325.0778 | -0.0044158 | 101325.0772 | 101325.0778 | -0.0044158 | 101325.0772 | 101325.0778 | -0.0044158 | 101325.0772 | 101325.0778 | -0.0044158 | 101325.0772 | 101325.0778 | -0.0044158 | 101325.0772 | 101325.0778 | -0.0044158 | 101325.0772 | 101325.0778 | -0.0044158 | 101325.0772 | 101325.0778 | -0.0044158 | 101325.0772 | 101325.0778 | -0.0044158 | 101325.0772 | 101325.0778 | -0.0044158 | 101325.0772 | 101325.0778 | -0.0044158 | 101325.0772 | 101325.0778 | -0.0044158 | 101325.0772 | 101325.0778 | -0.0044158 | 101325.0772 | 101325.0778 | -0.0044158 | 101325.0772 | 101325.0778 | -0.0044158 | 101325.0772 | 101325.0778 | -0.0044158 | 101325.0772 | 101325.0778 | -0.0044158 | 101325.0772 | 101325.0778 | -0.0044158 | 101325.0772 | 101325.0778 | -0.0044158 | 101325.0772 | 101325.0778 | -0.0044158 | 101325.0772 | 101325.0778 | -0.0044158 | 101325.0772 | 101325.0778 | -0.0044158 | 101325.0772 | 101325.0778 | -0.0044158 | 101325.0772 | 101325.0778 | -0.0044158 | 101325.0772 | 101325.0778 | -0.0044158 | 101325.0772 | 101325.0778 | -0.0044158 | 101325.0772 | 101325.0778 | -0.0044158 | 101325.0772 | 101325.0778 | -0.0044158 | 101325.0772 | 101325.0778 | -0.0044158 | 101325.0772 | 101325.0778 | -0.0044158 | 101325.0772 | 101325.0778 | -0.0044158 | 101325.0772 | 101325.0778 | -0.0044158 | 101325.0772 | 101325.0778 | -0.0044158 | 101325.0772 | 101325.0778 | -0.0044158 | 101325.0772 | 101325.0778 | -0.0044158 | 101325.0772 | 101325.0778 | -0.0044158 | 101325.0772 | 101325.0778 | -0.0044158 | 101325.0772 | 101325.0778 | -0.0044158 | 101325.0772 | 101325.0778 | -0.0044158 | 101325.0772 | 101325.0778 | -0.0044158 | 101325.0772 | 101325.0778 | -0.0044158 | 101325.0772 | 101325.0778 | -0.0044158 | 101325.0772 | 101325.0778 | -0.0044158 | 101325.0772 | 101325.0778 | -0.0044158 | 101325.0772 | 101325.0778 | -0.0044158 | 101325.0772 | 101325.0778 | -0.0044158 | 101325.0772 | 101325.0778 | -0.0044158 | 101325.0772 | 101325.0778 | -0.0044158 | 101325.0772 | 101325.0778 | -0.0044158 | 101325.0772 | 101325.0778 | -0.0044158 | 101325.0772 | 101325.0778 | -0.0044158 | 101325.0772 | 101325.0778 | -0.0044158 | 101325.0772 | 101325.0778 | -0.0044158 | 101325.0772 | 101325.0778 | -0.0044158 | 101325.0772 | 101325.0778 | -0.0044158 | 101325.0772 | 101325.0778 | -0.0044158 | 101325.0772 | 101325.0778 | -0.0044158 | 101325.0772 | 101325.0778 | -0.0044158 | 101325.0772 | 101325.0778 | -0.0044158 | 101325.0772 | 101325.0778
77886059 | 0 | 101325 | 101325 | 0 | 101325 | 101325 | 0 | 101325 | 101325 | 0 | 101325 | 101325 | 0 | 101325 | 101325 | 0 | 101325 | 101325 | 0 | 101325 | 101325 | 0 | 101325 | 101325 | 0 | 101325 | 101325 | 0 | 101325 | 101325 | 0 | 101325 | 101325 | 0 | 101325 | 101325 | 0 | 101325 | 101325 | 0 | 101325 | 101325 | 0 | 101325 | 101325 | 0 | 101325 | 101325 | 0 | 101325 | 101325 | 0 | 101325 | 101325 | 0 | 101325 | 101325 | 0 | 101325 | 101325 | 0 | 101325 | 101325 | 0 | 101325 | 101325 | 0 | 101325 | 101325 | 0 | 101325 | 101325 | 0 | 101325 | 101325 | 0 | 101325 | 101325 | 0 | 101325 | 101325 | 0 | 101325 | 101325 | 0 | 101325 | 101325 | 0 | 101325 | 101325 | 0 | 101325 | 101325 | 0 | 101325 | 101325 | 0 | 101325 | 101325 | 0 | 101325 | 101325 | 0 | 101325 | 101325 | 0 | 101325 | 101325 | 0 | 101325 | 101325 | 0 | 101325 | 101325 | 0 | 101325 | 101325 | 0 | 101325 | 101325 | 0 | 101325 | 101325 | 0 | 101325 | 101325 | 0 | 101325 | 101325 | 0 | 101325 | 101325 | 0 | 101325 | 101325 | 0 | 101325 | 101325 | 0 | 101325 | 101325 | 0 | 101325 | 101325 | 0 | 101325 | 101325 | 0 | 101325 | 101325 | 0 | 101325 | 101325 | 0 | 101325 | 101325 | 0 | 101325 | 101325 | 0 | 101325 | 101325 | 0 | 101325 | 101325 | 0 | 101325 | 101325 | 0 | 101325 | 101325 | 0 | 101325 | 101325 | 0 | 101325 | 101325 | 0 | 101325 | 101325 | 0 | 101325 | 101325 | 0 | 101325 | 101325
77886057 | 0 | 101325 | 101325 | 0 | 101325 | 101325 | 0 | 101325 | 101325 | 0 | 101325 | 101325 | 0 | 101325 | 101325 | 0 | 101325 | 101325 | 0 | 101325 | 101325 | 0 | 101325 | 101325 | 0 | 101325 | 101325 | 0 | 101325 | 101325 | 0 | 101325 | 101325 | 0 | 101325 | 101325 | 0 | 101325 | 101325 | 0 | 101325 | 101325 | 0 | 101325 | 101325 | 0 | 101325 | 101325 | 0 | 101325 | 101325 | 0 | 101325 | 101325 | 0 | 101325 | 101325 | 0 | 101325 | 101325 | 0 | 101325 | 101325 | 0 | 101325 | 101325 | 0 | 101325 | 101325 | 0 | 101325 | 101325 | 0 | 101325 | 101325 | 0 | 101325 | 101325 | 0 | 101325 | 101325 | 0 | 101325 | 101325 | 0 | 101325 | 101325 | 0 | 101325 | 101325 | 0 | 101325 | 101325 | 0 | 101325 | 101325 | 0 | 101325 | 101325 | 0 | 101325 | 101325 | 0 | 101325 | 101325 | 0 | 101325 | 101325 | 0 | 101325 | 101325 | 0 | 101325 | 101325 | 0 | 101325 | 101325 | 0 | 101325 | 101325 | 0 | 101325 | 101325 | 0 | 101325 | 101325 | 0 | 101325 | 101325 | 0 | 101325 | 101325 | 0 | 101325 | 101325 | 0 | 101325 | 101325 | 0 | 101325 | 101325 | 0 | 101325 | 101325 | 0 | 101325 | 101325 | 0 | 101325 | 101325 | 0 | 101325 | 101325 | 0 | 101325 | 101325 | 0 | 101325 | 101325 | 0 | 101325 | 101325 | 0 | 101325 | 101325 | 0 | 101325 | 101325 | 0 | 101325 | 101325 | 0 | 101325 | 101325 | 0 | 101325 | 101325 | 0 | 101325 | 101325 | 0 | 101325 | 101325 | 0 | 101325 | 101325
77895663 | -0.010646 | 101325.1648 | 101325.1879 | -0.010646 | 101325.1648 | 101325.1879 | -0.010646 | 101325.1648 | 101325.1879 | -0.010646 | 101325.1648 | 101325.1879 | -0.010646 | 101325.1648 | 101325.1879 | -0.010646 | 101325.1648 | 101325.1879 | -0.010646 | 101325.1648 | 101325.1879 | -0.010646 | 101325.1648 | 101325.1879 | -0.010646 | 101325.1648 | 101325.1879 | -0.010646 | 101325.1648 | 101325.1879 | -0.010646 | 101325.1648 | 101325.1879 | -0.010646 | 101325.1648 | 101325.1879 | -0.010646 | 101325.1648 | 101325.1879 | -0.010646 | 101325.1648 | 101325.1879 | -0.010646 | 101325.1648 | 101325.1879 | -0.010646 | 101325.1648 | 101325.1879 | -0.010646 | 101325.1648 | 101325.1879 | -0.010646 | 101325.1648 | 101325.1879 | -0.010646 | 101325.1648 | 101325.1879 | -0.010646 | 101325.1648 | 101325.1879 | -0.010646 | 101325.1648 | 101325.1879 | -0.010646 | 101325.1648 | 101325.1879 | -0.010646 | 101325.1648 | 101325.1879 | -0.010646 | 101325.1648 | 101325.1879 | -0.010646 | 101325.1648 | 101325.1879 | -0.010646 | 101325.1648 | 101325.1879 | -0.010646 | 101325.1648 | 101325.1879 | -0.010646 | 101325.1648 | 101325.1879 | -0.010646 | 101325.1648 | 101325.1879 | -0.010646 | 101325.1648 | 101325.1879 | -0.010646 | 101325.1648 | 101325.1879 | -0.010646 | 101325.1648 | 101325.1879 | -0.010646 | 101325.1648 | 101325.1879 | -0.010646 | 101325.1648 | 101325.1879 | -0.010646 | 101325.1648 | 101325.1879 | -0.010646 | 101325.1648 | 101325.1879 | -0.010646 | 101325.1648 | 101325.1879 | -0.010646 | 101325.1648 | 101325.1879 | -0.010646 | 101325.1648 | 101325.1879 | -0.010646 | 101325.1648 | 101325.1879 | -0.010646 | 101325.1648 | 101325.1879 | -0.010646 | 101325.1648 | 101325.1879 | -0.010646 | 101325.1648 | 101325.1879 | -0.010646 | 101325.1648 | 101325.1879 | -0.010646 | 101325.1648 | 101325.1879 | -0.010646 | 101325.1648 | 101325.1879 | -0.010646 | 101325.1648 | 101325.1879 | -0.010646 | 101325.1648 | 101325.1879 | -0.010646 | 101325.1648 | 101325.1879 | -0.010646 | 101325.1648 | 101325.1879 | -0.010646 | 101325.1648 | 101325.1879 | -0.010646 | 101325.1648 | 101325.1879 | -0.010646 | 101325.1648 | 101325.1879 | -0.010646 | 101325.1648 | 101325.1879 | -0.010646 | 101325.1648 | 101325.1879 | -0.010646 | 101325.1648 | 101325.1879 | -0.010646 | 101325.1648 | 101325.1879 | -0.010646 | 101325.1648 | 101325.1879 | -0.010646 | 101325.1648 | 101325.1879 | -0.010646 | 101325.1648 | 101325.1879 | -0.010646 | 101325.1648 | 101325.1879 | -0.010646 | 101325.1648 | 101325.1879
77943085 | 0 | 101325 | 101325 | 0 | 101325 | 101325 | 0 | 101325 | 101325 | 0 | 101325 | 101325 | 0 | 101325 | 101325 | 0 | 101325 | 101325 | 0 | 101325 | 101325 | 0 | 101325 | 101325 | 0 | 101325 | 101325 | 0 | 101325 | 101325 | 0 | 101325 | 101325 | 0 | 101325 | 101325 | 0 | 101325 | 101325 | 0 | 101325 | 101325 | 0 | 101325 | 101325 | 0 | 101325 | 101325 | 0 | 101325 | 101325 | 0 | 101325 | 101325 | 0 | 101325 | 101325 | 0 | 101325 | 101325 | 0 | 101325 | 101325 | 0 | 101325 | 101325 | 0 | 101325 | 101325 | 0 | 101325 | 101325 | 0 | 101325 | 101325 | 0 | 101325 | 101325 | 0 | 101325 | 101325 | 0 | 101325 | 101325 | 0 | 101325 | 101325 | 0 | 101325 | 101325 | 0 | 101325 | 101325 | 0 | 101325 | 101325 | 0 | 101325 | 101325 | 0 | 101325 | 101325 | 0 | 101325 | 101325 | 0 | 101325 | 101325 | 0 | 101325 | 101325 | 0 | 101325 | 101325 | 0 | 101325 | 101325 | 0 | 101325 | 101325 | 0 | 101325 | 101325 | 0 | 101325 | 101325 | 0 | 101325 | 101325 | 0 | 101325 | 101325 | 0 | 101325 | 101325 | 0 | 101325 | 101325 | 0 | 101325 | 101325 | 0 | 101325 | 101325 | 0 | 101325 | 101325 | 0 | 101325 | 101325 | 0 | 101325 | 101325 | 0 | 101325 | 101325 | 0 | 101325 | 101325 | 0 | 101325 | 101325 | 0 | 101325 | 101325 | 0 | 101325 | 101325 | 0 | 101325 | 101325 | 0 | 101325 | 101325 | 0 | 101325 | 101325 | 0 | 101325 | 101325 | 0 | 101325 | 101325 | 0 | 101325 | 101325
78037373 | -0.0018303 | 101325.0596 | 101325.0676 | -0.0018303 | 101325.0596 | 101325.0676 | -0.0018303 | 101325.0596 | 101325.0676 | -0.0018303 | 101325.0596 | 101325.0676 | -0.0018303 | 101325.0596 | 101325.0676 | -0.0018303 | 101325.0596 | 101325.0676 | -0.0018303 | 101325.0596 | 101325.0676 | -0.0018303 | 101325.0596 | 101325.0676 | -0.0018303 | 101325.0596 | 101325.0676 | -0.0018303 | 101325.0596 | 101325.0676 | -0.0018303 | 101325.0596 | 101325.0676 | -0.0018303 | 101325.0596 | 101325.0676 | -0.0018303 | 101325.0596 | 101325.0676 | -0.0018303 | 101325.0596 | 101325.0676 | -0.0018303 | 101325.0596 | 101325.0676 | -0.0018303 | 101325.0596 | 101325.0676 | -0.0018303 | 101325.0596 | 101325.0676 | -0.0018303 | 101325.0596 | 101325.0676 | -0.0018303 | 101325.0596 | 101325.0676 | -0.0018303 | 101325.0596 | 101325.0676 | -0.0018303 | 101325.0596 | 101325.0676 | -0.0018303 | 101325.0596 | 101325.0676 | -0.0018303 | 101325.0596 | 101325.0676 | -0.0018303 | 101325.0596 | 101325.0676 | -0.0018303 | 101325.0596 | 101325.0676 | -0.0018303 | 101325.0596 | 101325.0676 | -0.0018303 | 101325.0596 | 101325.0676 | -0.0018303 | 101325.0596 | 101325.0676 | -0.0018303 | 101325.0596 | 101325.0676 | -0.0018303 | 101325.0596 | 101325.0676 | -0.0018303 | 101325.0596 | 101325.0676 | -0.0018303 | 101325.0596 | 101325.0676 | -0.0018303 | 101325.0596 | 101325.0676 | -0.0018303 | 101325.0596 | 101325.0676 | -0.0018303 | 101325.0596 | 101325.0676 | -0.0018303 | 101325.0596 | 101325.0676 | -0.0018303 | 101325.0596 | 101325.0676 | -0.0018303 | 101325.0596 | 101325.0676 | -0.0018303 | 101325.0596 | 101325.0676 | -0.0018303 | 101325.0596 | 101325.0676 | -0.0018303 | 101325.0596 | 101325.0676 | -0.0018303 | 101325.0596 | 101325.0676 | -0.0018303 | 101325.0596 | 101325.0676 | -0.0018303 | 101325.0596 | 101325.0676 | -0.0018303 | 101325.0596 | 101325.0676 | -0.0018303 | 101325.0596 | 101325.0676 | -0.0018303 | 101325.0596 | 101325.0676 | -0.0018303 | 101325.0596 | 101325.0676 | -0.0018303 | 101325.0596 | 101325.0676 | -0.0018303 | 101325.0596 | 101325.0676 | -0.0018303 | 101325.0596 | 101325.0676 | -0.0018303 | 101325.0596 | 101325.0676 | -0.0018303 | 101325.0596 | 101325.0676 | -0.0018303 | 101325.0596 | 101325.0676 | -0.0018303 | 101325.0596 | 101325.0676 | -0.0018303 | 101325.0596 | 101325.0676 | -0.0018303 | 101325.0596 | 101325.0676 | -0.0018303 | 101325.0596 | 101325.0676 | -0.0018303 | 101325.0596 | 101325.0676 | -0.0018303 | 101325.0596 | 101325.0676 | -0.0018303 | 101325.0596 | 101325.0676 | -0.0018303 | 101325.0596 | 101325.0676
78060903 | -0.072888 | 101324.7389 | 101324.8794 | -0.072888 | 101324.7389 | 101324.8794 | -0.072888 | 101324.7389 | 101324.8794 | -0.072888 | 101324.7389 | 101324.8794 | -0.072888 | 101324.7389 | 101324.8794 | -0.072888 | 101324.7389 | 101324.8794 | -0.072888 | 101324.7389 | 101324.8794 | -0.072888 | 101324.7389 | 101324.8794 | -0.072888 | 101324.7389 | 101324.8794 | -0.072888 | 101324.7389 | 101324.8794 | -0.072888 | 101324.7389 | 101324.8794 | -0.072888 | 101324.7389 | 101324.8794 | -0.072888 | 101324.7389 | 101324.8794 | -0.072888 | 101324.7389 | 101324.8794 | -0.072888 | 101324.7389 | 101324.8794 | -0.072888 | 101324.7389 | 101324.8794 | -0.072888 | 101324.7389 | 101324.8794 | -0.072888 | 101324.7389 | 101324.8794 | -0.072888 | 101324.7389 | 101324.8794 | -0.072888 | 101324.7389 | 101324.8794 | -0.072888 | 101324.7389 | 101324.8794 | -0.072888 | 101324.7389 | 101324.8794 | -0.072888 | 101324.7389 | 101324.8794 | -0.072888 | 101324.7389 | 101324.8794 | -0.072888 | 101324.7389 | 101324.8794 | -0.072888 | 101324.7389 | 101324.8794 | -0.072888 | 101324.7389 | 101324.8794 | -0.072888 | 101324.7389 | 101324.8794 | -0.072888 | 101324.7389 | 101324.8794 | -0.072888 | 101324.7389 | 101324.8794 | -0.072888 | 101324.7389 | 101324.8794 | -0.072888 | 101324.7389 | 101324.8794 | -0.072888 | 101324.7389 | 101324.8794 | -0.072888 | 101324.7389 | 101324.8794 | -0.072888 | 101324.7389 | 101324.8794 | -0.072888 | 101324.7389 | 101324.8794 | -0.072888 | 101324.7389 | 101324.8794 | -0.072888 | 101324.7389 | 101324.8794 | -0.072888 | 101324.7389 | 101324.8794 | -0.072888 | 101324.7389 | 101324.8794 | -0.072888 | 101324.7389 | 101324.8794 | -0.072888 | 101324.7389 | 101324.8794 | -0.072888 | 101324.7389 | 101324.8794 | -0.072888 | 101324.7389 | 101324.8794 | -0.072888 | 101324.7389 | 101324.8794 | -0.072888 | 101324.7389 | 101324.8794 | -0.072888 | 101324.7389 | 101324.8794 | -0.072888 | 101324.7389 | 101324.8794 | -0.072888 | 101324.7389 | 101324.8794 | -0.072888 | 101324.7389 | 101324.8794 | -0.072888 | 101324.7389 | 101324.8794 | -0.072888 | 101324.7389 | 101324.8794 | -0.072888 | 101324.7389 | 101324.8794 | -0.072888 | 101324.7389 | 101324.8794 | -0.072888 | 101324.7389 | 101324.8794 | -0.072888 | 101324.7389 | 101324.8794 | -0.072888 | 101324.7389 | 101324.8794 | -0.072888 | 101324.7389 | 101324.8794 | -0.072888 | 101324.7389 | 101324.8794 | -0.072888 | 101324.7389 | 101324.8794 | -0.072888 | 101324.7389 | 101324.8794 | -0.072888 | 101324.7389 | 101324.8794
78060906 | 0.09805 | 101326.2969 | 101326.1525 | 0.09805 | 101326.2969 | 101326.1525 | 0.09805 | 101326.2969 | 101326.1525 | 0.09805 | 101326.2969 | 101326.1525 | 0.09805 | 101326.2969 | 101326.1525 | 0.09805 | 101326.2969 | 101326.1525 | 0.09805 | 101326.2969 | 101326.1525 | 0.09805 | 101326.2969 | 101326.1525 | 0.09805 | 101326.2969 | 101326.1525 | 0.09805 | 101326.2969 | 101326.1525 | 0.09805 | 101326.2969 | 101326.1525 | 0.09805 | 101326.2969 | 101326.1525 | 0.09805 | 101326.2969 | 101326.1525 | 0.09805 | 101326.2969 | 101326.1525 | 0.09805 | 101326.2969 | 101326.1525 | 0.09805 | 101326.2969 | 101326.1525 | 0.09805 | 101326.2969 | 101326.1525 | 0.09805 | 101326.2969 | 101326.1525 | 0.09805 | 101326.2969 | 101326.1525 | 0.09805 | 101326.2969 | 101326.1525 | 0.09805 | 101326.2969 | 101326.1525 | 0.09805 | 101326.2969 | 101326.1525 | 0.09805 | 101326.2969 | 101326.1525 | 0.09805 | 101326.2969 | 101326.1525 | 0.09805 | 101326.2969 | 101326.1525 | 0.09805 | 101326.2969 | 101326.1525 | 0.09805 | 101326.2969 | 101326.1525 | 0.09805 | 101326.2969 | 101326.1525 | 0.09805 | 101326.2969 | 101326.1525 | 0.09805 | 101326.2969 | 101326.1525 | 0.09805 | 101326.2969 | 101326.1525 | 0.09805 | 101326.2969 | 101326.1525 | 0.09805 | 101326.2969 | 101326.1525 | 0.09805 | 101326.2969 | 101326.1525 | 0.09805 | 101326.2969 | 101326.1525 | 0.09805 | 101326.2969 | 101326.1525 | 0.09805 | 101326.2969 | 101326.1525 | 0.09805 | 101326.2969 | 101326.1525 | 0.09805 | 101326.2969 | 101326.1525 | 0.09805 | 101326.2969 | 101326.1525 | 0.09805 | 101326.2969 | 101326.1525 | 0.09805 | 101326.2969 | 101326.1525 | 0.09805 | 101326.2969 | 101326.1525 | 0.09805 | 101326.2969 | 101326.1525 | 0.09805 | 101326.2969 | 101326.1525 | 0.09805 | 101326.2969 | 101326.1525 | 0.09805 | 101326.2969 | 101326.1525 | 0.09805 | 101326.2969 | 101326.1525 | 0.09805 | 101326.2969 | 101326.1525 | 0.09805 | 101326.2969 | 101326.1525 | 0.09805 | 101326.2969 | 101326.1525 | 0.09805 | 101326.2969 | 101326.1525 | 0.09805 | 101326.2969 | 101326.1525 | 0.09805 | 101326.2969 | 101326.1525 | 0.09805 | 101326.2969 | 101326.1525 | 0.09805 | 101326.2969 | 101326.1525 | 0.09805 | 101326.2969 | 101326.1525 | 0.09805 | 101326.2969 | 101326.1525 | 0.09805 | 101326.2969 | 101326.1525 | 0.09805 | 101326.2969 | 101326.1525 | 0.09805 | 101326.2969 | 101326.1525 | 0.09805 | 101326.2969 | 101326.1525
78060907 | 0.10707 | 101326.4649 | 101326.2969 | 0.10707 | 101326.4649 | 101326.2969 | 0.10707 | 101326.4649 | 101326.2969 | 0.10707 | 101326.4649 | 101326.2969 | 0.10707 | 101326.4649 | 101326.2969 | 0.10707 | 101326.4649 | 101326.2969 | 0.10707 | 101326.4649 | 101326.2969 | 0.10707 | 101326.4649 | 101326.2969 | 0.10707 | 101326.4649 | 101326.2969 | 0.10707 | 101326.4649 | 101326.2969 | 0.10707 | 101326.4649 | 101326.2969 | 0.10707 | 101326.4649 | 101326.2969 | 0.10707 | 101326.4649 | 101326.2969 | 0.10707 | 101326.4649 | 101326.2969 | 0.10707 | 101326.4649 | 101326.2969 | 0.10707 | 101326.4649 | 101326.2969 | 0.10707 | 101326.4649 | 101326.2969 | 0.10707 | 101326.4649 | 101326.2969 | 0.10707 | 101326.4649 | 101326.2969 | 0.10707 | 101326.4649 | 101326.2969 | 0.10707 | 101326.4649 | 101326.2969 | 0.10707 | 101326.4649 | 101326.2969 | 0.10707 | 101326.4649 | 101326.2969 | 0.10707 | 101326.4649 | 101326.2969 | 0.10707 | 101326.4649 | 101326.2969 | 0.10707 | 101326.4649 | 101326.2969 | 0.10707 | 101326.4649 | 101326.2969 | 0.10707 | 101326.4649 | 101326.2969 | 0.10707 | 101326.4649 | 101326.2969 | 0.10707 | 101326.4649 | 101326.2969 | 0.10707 | 101326.4649 | 101326.2969 | 0.10707 | 101326.4649 | 101326.2969 | 0.10707 | 101326.4649 | 101326.2969 | 0.10707 | 101326.4649 | 101326.2969 | 0.10707 | 101326.4649 | 101326.2969 | 0.10707 | 101326.4649 | 101326.2969 | 0.10707 | 101326.4649 | 101326.2969 | 0.10707 | 101326.4649 | 101326.2969 | 0.10707 | 101326.4649 | 101326.2969 | 0.10707 | 101326.4649 | 101326.2969 | 0.10707 | 101326.4649 | 101326.2969 | 0.10707 | 101326.4649 | 101326.2969 | 0.10707 | 101326.4649 | 101326.2969 | 0.10707 | 101326.4649 | 101326.2969 | 0.10707 | 101326.4649 | 101326.2969 | 0.10707 | 101326.4649 | 101326.2969 | 0.10707 | 101326.4649 | 101326.2969 | 0.10707 | 101326.4649 | 101326.2969 | 0.10707 | 101326.4649 | 101326.2969 | 0.10707 | 101326.4649 | 101326.2969 | 0.10707 | 101326.4649 | 101326.2969 | 0.10707 | 101326.4649 | 101326.2969 | 0.10707 | 101326.4649 | 101326.2969 | 0.10707 | 101326.4649 | 101326.2969 | 0.10707 | 101326.4649 | 101326.2969 | 0.10707 | 101326.4649 | 101326.2969 | 0.10707 | 101326.4649 | 101326.2969 | 0.10707 | 101326.4649 | 101326.2969 | 0.10707 | 101326.4649 | 101326.2969 | 0.10707 | 101326.4649 | 101326.2969 | 0.10707 | 101326.4649 | 101326.2969 | 0.10707 | 101326.4649 | 101326.2969
78060910 | 0 | 101325 | 101325 | 0 | 101325 | 101325 | 0 | 101325 | 101325 | 0 | 101325 | 101325 | 0 | 101325 | 101325 | 0 | 101325 | 101325 | 0 | 101325 | 101325 | 0 | 101325 | 101325 | 0 | 101325 | 101325 | 0 | 101325 | 101325 | 0 | 101325 | 101325 | 0 | 101325 | 101325 | 0 | 101325 | 101325 | 0 | 101325 | 101325 | 0 | 101325 | 101325 | 0 | 101325 | 101325 | 0 | 101325 | 101325 | 0 | 101325 | 101325 | 0 | 101325 | 101325 | 0 | 101325 | 101325 | 0 | 101325 | 101325 | 0 | 101325 | 101325 | 0 | 101325 | 101325 | 0 | 101325 | 101325 | 0 | 101325 | 101325 | 0 | 101325 | 101325 | 0 | 101325 | 101325 | 0 | 101325 | 101325 | 0 | 101325 | 101325 | 0 | 101325 | 101325 | 0 | 101325 | 101325 | 0 | 101325 | 101325 | 0 | 101325 | 101325 | 0 | 101325 | 101325 | 0 | 101325 | 101325 | 0 | 101325 | 101325 | 0 | 101325 | 101325 | 0 | 101325 | 101325 | 0 | 101325 | 101325 | 0 | 101325 | 101325 | 0 | 101325 | 101325 | 0 | 101325 | 101325 | 0 | 101325 | 101325 | 0 | 101325 | 101325 | 0 | 101325 | 101325 | 0 | 101325 | 101325 | 0 | 101325 | 101325 | 0 | 101325 | 101325 | 0 | 101325 | 101325 | 0 | 101325 | 101325 | 0 | 101325 | 101325 | 0 | 101325 | 101325 | 0 | 101325 | 101325 | 0 | 101325 | 101325 | 0 | 101325 | 101325 | 0 | 101325 | 101325 | 0 | 101325 | 101325 | 0 | 101325 | 101325 | 0 | 101325 | 101325 | 0 | 101325 | 101325 | 0 | 101325 | 101325 | 0 | 101325 | 101325
Reduced dataset for one-flow simulations
Asset ID | Air flow | Upstr node pressure | Downstr node pressure
Units: | m3/s | Pa | Pa
78409148 | 0 | 101325 | 101325
78528988 | 0 | 101325 | 101325
78566229 | 0 | 101325 | 101325
50517432 | 0.010364 | 101323.0574 | 101323.0318
50723498 | -0.0044158 | 101325.0772 | 101325.0778
77886059 | 0 | 101325 | 101325
77886057 | 0 | 101325 | 101325
77895663 | -0.010646 | 101325.1648 | 101325.1879
77943085 | 0 | 101325 | 101325
78037373 | -0.0018303 | 101325.0596 | 101325.0676
78060903 | -0.072888 | 101324.7389 | 101324.8794
78060906 | 0.09805 | 101326.2969 | 101326.1525
78060907 | 0.10707 | 101326.4649 | 101326.2969
78060910 | 0 | 101325 | 101325
Allowed units for gas flow are:
| Type | Explanation
m/s | Gas velocity | meter per second
fps | Gas velocity | feet per second
m3/s | Gas flow rate | cubic meter per second
m3/h | Gas flow rate | cubic meter per hour
L/s | Gas flow rate | Liter per second
CFH | Gas flow rate | cubic feet per hour
CFM | Gas flow rate | cubic feet per minute
CFS | Gas flow rate | cubic feet per second

## Matter
An example of a matter file
Matter (wastewater composition) is set by defult settings in the Wastewater Quality menue. This file overrides those settings
If diurnal variations are run, the time interval MUST be the same as in the flow file, and the number of time entries MUST also be the same as in the flow file
Industry diurnal variation |  |  |  | 2 | 2 | 2 | 2 | 2 | 2 | 2 | 0 | 0 | 0 | 0 | 0 | 0 | 0 | 0 | 0 | 0 | 0 | 0 | 2 | 2 | 2 | 2 | 2 | 2 | 2 | 2 | 2 | 2 | 2 | 2 | 0 | 0 | 0 | 0 | 0 | 0 | 0 | 0 | 0 | 0 | 0 | 0 | 0 | 0 | 0 | 0 | 0 | 0 | 0 | 0 | 0 | 0 | 0 | 0 | 0 | 0 | 0 | 0 | 0 | 0
Household diurnal variation |  |  |  | 0.86 | 0.85 | 0.85 | 0.87 | 0.96 | 1.1 | 1.25 | 1.3 | 1.3 | 1.2 | 1 | 0.8 | 0.7 | 0.54 | 0.44 | 0.42 | 0.45 | 0.6 | 1 | 1.7 | 1.7 | 1.4 | 1.1 | 0.91 | 0.86 | 0.85 | 0.85 | 0.87 | 0.96 | 1.1 | 1.25 | 1.3 | 1.3 | 1.2 | 1 | 0.8 | 0.7 | 0.54 | 0.44 | 0.42 | 0.45 | 0.6 | 1 | 1.7 | 1.7 | 1.4 | 1.1 | 0.91 | 0.86 | 0.85 | 0.85 | 0.87 | 0.96 | 1.1 | 1.25 | 1.3 | 1.3 | 1.2 | 1 | 0.8 | 0.7
Node Identifier | Compound | Units | Mean flow | -12 | -11 | -10 | -9 | -8 | -7 | -6 | -5 | -4 | -3 | -2 | -1 | 0 | 1 | 2 | 3 | 4 | 5 | 6 | 7 | 8 | 9 | 10 | 11 | 12 | 13 | 14 | 15 | 16 | 17 | 18 | 19 | 20 | 21 | 22 | 23 | 24 | 25 | 26 | 27 | 28 | 29 | 30 | 31 | 32 | 33 | 34 | 35 | 36 | 37 | 38 | 39 | 40 | 41 | 42 | 43 | 44 | 45 | 46 | 47 | 48
Silver_Sprouts_Company | COD | mg/L | 489 | 978 | 978 | 978 | 978 | 978 | 978 | 978 | 0 | 0 | 0 | 0 | 0 | 0 | 0 | 0 | 0 | 0 | 0 | 0 | 978 | 978 | 978 | 978 | 978 | 978 | 978 | 978 | 978 | 978 | 978 | 978 | 0 | 0 | 0 | 0 | 0 | 0 | 0 | 0 | 0 | 0 | 0 | 0 | 0 | 0 | 0 | 0 | 0 | 0 | 0 | 0 | 0 | 0 | 0 | 0 | 0 | 0 | 0 | 0 | 0 | 0
Silver_Sprouts_Company | pH | - | 7.02 | 7.02 | 7.02 | 7.02 | 7.02 | 7.02 | 7.02 | 7.02 | 7.02 | 7.02 | 7.02 | 7.02 | 7.02 | 7.02 | 7.02 | 7.02 | 7.02 | 7.02 | 7.02 | 7.02 | 7.02 | 7.02 | 7.02 | 7.02 | 7.02 | 7.02 | 7.02 | 7.02 | 7.02 | 7.02 | 7.02 | 7.02 | 7.02 | 7.02 | 7.02 | 7.02 | 7.02 | 7.02 | 7.02 | 7.02 | 7.02 | 7.02 | 7.02 | 7.02 | 7.02 | 7.02 | 7.02 | 7.02 | 7.02 | 7.02 | 7.02 | 7.02 | 7.02 | 7.02 | 7.02 | 7.02 | 7.02 | 7.02 | 7.02 | 7.02 | 7.02 | 7.02
Evergood_Sausage_Company | COD | mg/L | 1060 | 2120 | 2120 | 2120 | 2120 | 2120 | 2120 | 2120 | 0 | 0 | 0 | 0 | 0 | 0 | 0 | 0 | 0 | 0 | 0 | 0 | 2120 | 2120 | 2120 | 2120 | 2120 | 2120 | 2120 | 2120 | 2120 | 2120 | 2120 | 2120 | 0 | 0 | 0 | 0 | 0 | 0 | 0 | 0 | 0 | 0 | 0 | 0 | 0 | 0 | 0 | 0 | 0 | 0 | 0 | 0 | 0 | 0 | 0 | 0 | 0 | 0 | 0 | 0 | 0 | 0
Evergood_Sausage_Company | pH | - | 6.98 | 6.98 | 6.98 | 6.98 | 6.98 | 6.98 | 6.98 | 6.98 | 6.98 | 6.98 | 6.98 | 6.98 | 6.98 | 6.98 | 6.98 | 6.98 | 6.98 | 6.98 | 6.98 | 6.98 | 6.98 | 6.98 | 6.98 | 6.98 | 6.98 | 6.98 | 6.98 | 6.98 | 6.98 | 6.98 | 6.98 | 6.98 | 6.98 | 6.98 | 6.98 | 6.98 | 6.98 | 6.98 | 6.98 | 6.98 | 6.98 | 6.98 | 6.98 | 6.98 | 6.98 | 6.98 | 6.98 | 6.98 | 6.98 | 6.98 | 6.98 | 6.98 | 6.98 | 6.98 | 6.98 | 6.98 | 6.98 | 6.98 | 6.98 | 6.98 | 6.98 | 6.98
PG_Molinari_Sons | COD | mg/L | 1920 | 3840 | 3840 | 3840 | 3840 | 3840 | 3840 | 3840 | 0 | 0 | 0 | 0 | 0 | 0 | 0 | 0 | 0 | 0 | 0 | 0 | 3840 | 3840 | 3840 | 3840 | 3840 | 3840 | 3840 | 3840 | 3840 | 3840 | 3840 | 3840 | 0 | 0 | 0 | 0 | 0 | 0 | 0 | 0 | 0 | 0 | 0 | 0 | 0 | 0 | 0 | 0 | 0 | 0 | 0 | 0 | 0 | 0 | 0 | 0 | 0 | 0 | 0 | 0 | 0 | 0
PG_Molinari_Sons | pH | - | 7.31 | 7.31 | 7.31 | 7.31 | 7.31 | 7.31 | 7.31 | 7.31 | 7.31 | 7.31 | 7.31 | 7.31 | 7.31 | 7.31 | 7.31 | 7.31 | 7.31 | 7.31 | 7.31 | 7.31 | 7.31 | 7.31 | 7.31 | 7.31 | 7.31 | 7.31 | 7.31 | 7.31 | 7.31 | 7.31 | 7.31 | 7.31 | 7.31 | 7.31 | 7.31 | 7.31 | 7.31 | 7.31 | 7.31 | 7.31 | 7.31 | 7.31 | 7.31 | 7.31 | 7.31 | 7.31 | 7.31 | 7.31 | 7.31 | 7.31 | 7.31 | 7.31 | 7.31 | 7.31 | 7.31 | 7.31 | 7.31 | 7.31 | 7.31 | 7.31 | 7.31 | 7.31
Roberts_Corned_Meats | COD | mg/L | 2720 | 5440 | 5440 | 5440 | 5440 | 5440 | 5440 | 5440 | 0 | 0 | 0 | 0 | 0 | 0 | 0 | 0 | 0 | 0 | 0 | 0 | 5440 | 5440 | 5440 | 5440 | 5440 | 5440 | 5440 | 5440 | 5440 | 5440 | 5440 | 5440 | 0 | 0 | 0 | 0 | 0 | 0 | 0 | 0 | 0 | 0 | 0 | 0 | 0 | 0 | 0 | 0 | 0 | 0 | 0 | 0 | 0 | 0 | 0 | 0 | 0 | 0 | 0 | 0 | 0 | 0
Roberts_Corned_Meats | pH | - | 6.8 | 6.8 | 6.8 | 6.8 | 6.8 | 6.8 | 6.8 | 6.8 | 6.8 | 6.8 | 6.8 | 6.8 | 6.8 | 6.8 | 6.8 | 6.8 | 6.8 | 6.8 | 6.8 | 6.8 | 6.8 | 6.8 | 6.8 | 6.8 | 6.8 | 6.8 | 6.8 | 6.8 | 6.8 | 6.8 | 6.8 | 6.8 | 6.8 | 6.8 | 6.8 | 6.8 | 6.8 | 6.8 | 6.8 | 6.8 | 6.8 | 6.8 | 6.8 | 6.8 | 6.8 | 6.8 | 6.8 | 6.8 | 6.8 | 6.8 | 6.8 | 6.8 | 6.8 | 6.8 | 6.8 | 6.8 | 6.8 | 6.8 | 6.8 | 6.8 | 6.8 | 6.8
San_Francisco_Soup_Company | COD | mg/L | 1000 | 1000 | 1000 | 1000 | 1000 | 1000 | 1000 | 1000 | 1000 | 1000 | 1000 | 1000 | 1000 | 1000 | 1000 | 1000 | 1000 | 1000 | 1000 | 1000 | 1000 | 1000 | 1000 | 1000 | 1000 | 1000 | 1000 | 1000 | 1000 | 1000 | 1000 | 1000 | 1000 | 1000 | 1000 | 1000 | 1000 | 1000 | 1000 | 1000 | 1000 | 1000 | 1000 | 1000 | 1000 | 1000 | 1000 | 1000 | 1000 | 1000 | 1000 | 1000 | 1000 | 1000 | 1000 | 1000 | 1000 | 1000 | 1000 | 1000 | 1000 | 1000
San_Francisco_Soup_Company | pH | - | 7 | 7 | 7 | 7 | 7 | 7 | 7 | 7 | 7 | 7 | 7 | 7 | 7 | 7 | 7 | 7 | 7 | 7 | 7 | 7 | 7 | 7 | 7 | 7 | 7 | 7 | 7 | 7 | 7 | 7 | 7 | 7 | 7 | 7 | 7 | 7 | 7 | 7 | 7 | 7 | 7 | 7 | 7 | 7 | 7 | 7 | 7 | 7 | 7 | 7 | 7 | 7 | 7 | 7 | 7 | 7 | 7 | 7 | 7 | 7 | 7 | 7
COD can be put in either as total COD or COD fractions. If total COD is chosen, then the default distribution as given in the parameter setup is used.
If both COD and its fractions is given, the last input value in the matter file will override the first. In other words, one can chose to first give total COD and then override one or more fractions individually.
COD | g/m3 | mg/L | g/L | -12: g/s; -11: g/h; -10: g/d; -9: kg/s; -8: kg/h; -7: kg/d; -2: Total COD
SF | g/m3 | mg/L | g/L | -12: g/s; -11: g/h; -10: g/d; -9: kg/s; -8: kg/h; -7: kg/d; -2: Fermentable substrates (for example readily degradable carbohydrates)
SA | g/m3 | mg/L | g/L | -12: g/s; -11: g/h; -10: g/d; -9: kg/s; -8: kg/h; -7: kg/d; -2: Fermentation products (mainly VFA's)
XHw | g/m3 | mg/L | g/L | -12: g/s; -11: g/h; -10: g/d; -9: kg/s; -8: kg/h; -7: kg/d; -2: Heterotrophic biomass in the wastewater
XHsulf | g/m3 | mg/L | g/L | -12: g/s; -11: g/h; -10: g/d; -9: kg/s; -8: kg/h; -7: kg/d; -2: Sulfide forming biomass in the wastewater
XHferm | g/m3 | mg/L | g/L | -12: g/s; -11: g/h; -10: g/d; -9: kg/s; -8: kg/h; -7: kg/d; -2: Fermenting biomass
XSf | g/m3 | mg/L | g/L | -12: g/s; -11: g/h; -10: g/d; -9: kg/s; -8: kg/h; -7: kg/d; -2: Fast hydrolysable substrates
XSm | g/m3 | mg/L | g/L | -12: g/s; -11: g/h; -10: g/d; -9: kg/s; -8: kg/h; -7: kg/d; -2: Medium hydrolysable substrates
XSs | g/m3 | mg/L | g/L | -12: g/s; -11: g/h; -10: g/d; -9: kg/s; -8: kg/h; -7: kg/d; -2: Slowly hydrolysable substrates
XSi | g/m3 | mg/L | g/L | -12: g/s; -11: g/h; -10: g/d; -9: kg/s; -8: kg/h; -7: kg/d; -2: Inert particulate COD
Compounds that can be chosen are: | Unit
O2 | g/m3 | mg/L | g/L | -12: g/s; -11: g/h; -10: g/d; -9: kg/s; -8: kg/h; -7: kg/d; -2: Dissolved oxygen
NO3 | g/m3 | mg/L | g/L | -12: g/s; -11: g/h; -10: g/d; -9: kg/s; -8: kg/h; -7: kg/d; -2: Nitrate
NO2 | g/m3 | mg/L | g/L | -12: g/s; -11: g/h; -10: g/d; -9: kg/s; -8: kg/h; -7: kg/d; -2: Nitrite
Fe | g/m3 | mg/L | g/L | -12: g/s; -11: g/h; -10: g/d; -9: kg/s; -8: kg/h; -7: kg/d; -2: Total iron
XFeS | g/m3 | mg/L | g/L | -12: g/s; -11: g/h; -10: g/d; -9: kg/s; -8: kg/h; -7: kg/d; -2: Iron bound sulphide
H2Stot | g/m3 | mg/L | g/L | -12: g/s; -11: g/h; -10: g/d; -9: kg/s; -8: kg/h; -7: kg/d; -2: Dissolved sulfide (the tot stands for H2S+HS-); 3: (in new versions of the WATS model, this is H2Sdisw, but the old identifier will still work)
H2Sdisw | g/m3 | mg/L | g/L | -12: g/s; -11: g/h; -10: g/d; -9: kg/s; -8: kg/h; -7: kg/d; -2: Dissolved sulfide; 3: (same as H2Stot, but H2Sdisw is a more appropriate name, hence it is more appropriate to use this instead of H2Stot)
methyl mercaptan | g/m3 | mg/L | g/L | -12: g/s; -11: g/h; -10: g/d; -9: kg/s; -8: kg/h; -7: kg/d; -2: methyl mercaptan in the liquid phase; 3: (methyl mercaptan and SMMw are synonyms for methyl mercaptan in the liquid phase)
SMMw | g/m3 | mg/L | g/L | -12: g/s; -11: g/h; -10: g/d; -9: kg/s; -8: kg/h; -7: kg/d; -2: methyl mercaptan in the liquid phase; 3: (methyl mercaptan and SMMw are synonyms for methyl mercaptan in the liquid phase)
SO4 | g/m3 | mg/L | g/L | -12: g/s; -11: g/h; -10: g/d; -9: kg/s; -8: kg/h; -7: kg/d; -2: Sulfate
STracer | g/m3 | mg/L | g/L | -12: g/s; -11: g/h; -10: g/d; -9: kg/s; -8: kg/h; -7: kg/d; -2: Tracer
carbonate |  |  |  | -12: mol/L; -11: mmol/L; -10: mol/m3; -9: mol/s; -8: mol/h; -7: mol/d; -2: Carbonate
NH3 | g/m3 | mg/L | g/L | -12: mol/L; -11: mmol/L; -10: mol/m3; -9: mol/s; -8: mol/h; -7: mol/d; -2: Ammonia+ammonium
amines |  |  |  | -12: mol/L; -11: mmol/L; -10: mol/m3; -9: mol/s; -8: mol/h; -7: mol/d; -2: Amines
PO4 | g/m3 | mg/L | g/L | -12: mol/L; -11: mmol/L; -10: mol/m3; -9: mol/s; -8: mol/h; -7: mol/d; -2: phosphate
Mg | g/m3 | mg/L | g/L | -12: g/s; -11: g/h; -10: g/d; -9: kg/s; -8: kg/h; -7: kg/d; -2: Magnesium
pH | - | bar: -2
pO2g | ppm | fraction |  | -2: Partial pressure of O2 in air entering the sewer
pCH4g | ppm | fraction |  | -2: Partial pressure of CH4 in air entering the sewer
pH2Sg | ppm | fraction |  | -2: Partial pressure of H2S in air entering the sewer
pMMg | ppm | fraction |  | -2: Partial pressure of methyl mercaptan in air entering the sewer
pCO2 | ppm | fraction |  | -2: Partial pressure of CO2 in the air entering the sewer
pTracerg | ppm | fraction |  | -2: Partial pressure of tracer in air entering the sewer
ppm | Partial pressure i parts per million in gas phase
fraction | Fraction of all gas (all gas is 1) in the gas phase
g/m3 | gram per m3 of water, for specific substances this is always in the significant substance, for exampel g SO4-S and not g SO4
mg/L | mg per L of water, for specific substances this is always in the significant substance, for exampel mg SO4-S and not mg SO4

## Chemicals
An example of a chemical dosing file
Many chemicals can be chosen, and dosing can be either flow proportional or time proportional
The time interval MUST be the same as in the flow file, and the number of time entries MUST also be the same as in the flow file
Pipe (dosing at upstream node) | Component | Dosing pattern | Mean flow | -12 | -11 | -10 | -9 | -8 | -7 | -6 | -5 | -4 | -3 | -2 | -1 | 0 | 1 | 2 | 3 | 4 | 5 | 6 | 7 | 8 | 9 | 10 | 11 | 12 | 13 | 14 | 15 | 16 | 17 | 18 | 19 | 20 | 21 | 22 | 23 | 24 | 25 | 26 | 27 | 28 | 29 | 30 | 31 | 32 | 33 | 34 | 35 | 36 | 37 | 38 | 39 | 40 | 41 | 42 | 43 | 44 | 45 | 46 | 47 | 48
23869a-23869b | Fe2 | g/m3 | 5 | 5 | 5 | 5 | 5 | 5 | 5 | 5 | 5 | 5 | 5 | 5 | 5 | 5 | 5 | 5 | 5 | 5 | 5 | 5 | 5 | 5 | 5 | 5 | 5 | 5 | 5 | 5 | 5 | 5 | 5 | 5 | 5 | 5 | 5 | 5 | 5 | 5 | 5 | 5 | 5 | 5 | 5 | 5 | 5 | 5 | 5 | 5 | 5 | 5 | 5 | 5 | 5 | 5 | 5 | 5 | 5 | 5 | 5 | 5 | 5 | 5
86166-10662 | Fe2 | g/s | 2.46 | 2.4399 | 2.4399 | 2.4399 | 2.4399 | 2.4399 | 2.4399 | 2.4399 | 2.4399 | 2.4399 | 2.4399 | 2.4399 | 2.4399 | 2.4399 | 2.4399 | 2.4399 | 2.4399 | 2.4399 | 2.4399 | 2.4399 | 2.4399 | 2.4399 | 2.7013 | 2.7013 | 2.4399 | 2.4399 | 2.4399 | 2.4399 | 2.4399 | 2.4399 | 2.4399 | 2.4399 | 2.4399 | 2.4399 | 2.4399 | 2.4399 | 2.4399 | 2.4399 | 0 | 0 | 0 | 0 | 0 | 0 | 0 | 0 | 0 | 0 | 0 | 0 | 0 | 0 | 0 | 0 | 0 | 0 | 0 | 0 | 0 | 0 | 0 | 0
109419-101841 | Fe2 | g/s | 4.92 | 3.7339 | 3.7339 | 3.7339 | 3.7339 | 3.7339 | 3.7339 | 3.7339 | 3.7339 | 3.7339 | 3.7339 | 4.6328 | 6.4306 | 8.2975 | 9.2656 | 8.2975 | 6.4306 | 4.5636 | 3.6647 | 3.7339 | 3.7339 | 3.7339 | 3.7339 | 3.7339 | 3.7339 | 3.7339 | 3.7339 | 3.7339 | 3.7339 | 3.7339 | 3.7339 | 3.7339 | 3.7339 | 3.7339 | 3.7339 | 4.6328 | 6.4306 | 8.2975 | 0 | 0 | 0 | 0 | 0 | 0 | 0 | 0 | 0 | 0 | 0 | 0 | 0 | 0 | 0 | 0 | 0 | 0 | 0 | 0 | 0 | 0 | 0 | 0
80092-98054 | H2O2 | g/s | 4.2 | 4.2 | 4.2 | 4.2 | 4.2 | 4.2 | 4.2 | 4.2 | 4.2 | 4.2 | 4.2 | 4.2 | 4.2 | 4.2 | 4.2 | 4.2 | 4.2 | 4.2 | 4.2 | 4.2 | 4.2 | 4.2 | 4.2 | 4.2 | 4.2 | 4.2 | 4.2 | 4.2 | 4.2 | 4.2 | 4.2 | 4.2 | 4.2 | 4.2 | 4.2 | 4.2 | 4.2 | 4.2 | 4.2 | 4.2 | 4.2 | 4.2 | 4.2 | 4.2 | 4.2 | 4.2 | 4.2 | 4.2 | 4.2 | 4.2 | 4.2 | 4.2 | 4.2 | 4.2 | 4.2 | 4.2 | 4.2 | 4.2 | 4.2 | 4.2 | 4.2 | 4.2
215672-222829 | OCl | g/s | 6.19 | 6.19 | 6.19 | 6.19 | 6.19 | 6.19 | 6.19 | 6.19 | 6.19 | 6.19 | 6.19 | 6.19 | 6.19 | 6.19 | 6.19 | 6.19 | 6.19 | 6.19 | 6.19 | 6.19 | 6.19 | 6.19 | 6.19 | 6.19 | 6.19 | 6.19 | 6.19 | 6.19 | 6.19 | 6.19 | 6.19 | 6.19 | 6.19 | 6.19 | 6.19 | 6.19 | 6.19 | 6.19 | 6.19 | 6.19 | 6.19 | 6.19 | 6.19 | 6.19 | 6.19 | 6.19 | 6.19 | 6.19 | 6.19 | 6.19 | 6.19 | 6.19 | 6.19 | 6.19 | 6.19 | 6.19 | 6.19 | 6.19 | 6.19 | 6.19 | 6.19 | 6.19
300815-212278 | OCl | g/s | 0 | 0 | 0 | 0 | 0 | 0 | 0 | 0 | 0 | 0 | 0 | 0 | 0 | 0 | 0 | 0 | 0 | 0 | 0 | 0 | 0 | 0 | 0 | 0 | 0 | 0 | 0 | 0 | 0 | 0 | 0 | 0 | 0 | 0 | 0 | 0 | 0 | 0 | 0 | 0 | 0 | 0 | 0 | 0 | 0 | 0 | 0 | 0 | 0 | 0 | 0 | 0 | 0 | 0 | 0 | 0 | 0 | 0 | 0 | 0 | 0 | 0
150011-150009 | Fe2 | g/s | 1.49 | 1.49 | 1.49 | 1.49 | 1.49 | 1.49 | 1.49 | 1.49 | 1.49 | 1.49 | 1.49 | 1.49 | 1.49 | 1.49 | 1.49 | 1.49 | 1.49 | 1.49 | 1.49 | 1.49 | 1.49 | 1.49 | 1.49 | 1.49 | 1.49 | 1.49 | 1.49 | 1.49 | 1.49 | 1.49 | 1.49 | 1.49 | 1.49 | 1.49 | 1.49 | 1.49 | 1.49 | 1.49 | 1.49 | 1.49 | 1.49 | 1.49 | 1.49 | 1.49 | 1.49 | 1.49 | 1.49 | 1.49 | 1.49 | 1.49 | 1.49 | 1.49 | 1.49 | 1.49 | 1.49 | 1.49 | 1.49 | 1.49 | 1.49 | 1.49 | 1.49 | 1.49
23869-95018 | OCl | g/s | 10.5 | 10.5 | 10.5 | 10.5 | 10.5 | 10.5 | 10.5 | 10.5 | 10.5 | 10.5 | 10.5 | 10.5 | 10.5 | 10.5 | 10.5 | 10.5 | 10.5 | 10.5 | 10.5 | 10.5 | 10.5 | 10.5 | 10.5 | 10.5 | 10.5 | 10.5 | 10.5 | 10.5 | 10.5 | 10.5 | 10.5 | 10.5 | 10.5 | 10.5 | 10.5 | 10.5 | 10.5 | 10.5 | 10.5 | 10.5 | 10.5 | 10.5 | 10.5 | 10.5 | 10.5 | 10.5 | 10.5 | 10.5 | 10.5 | 10.5 | 10.5 | 10.5 | 10.5 | 10.5 | 10.5 | 10.5 | 10.5 | 10.5 | 10.5 | 10.5 | 10.5 | 10.5
Compounds that can be chosen for dosing are
| Compound | Conc. unit | Flux unit
| Fe2 | g/m3 | g/s | -11: Ferrous iron
| Fe3 | g/m3 | g/s | -11: Ferric iron
| NO3 | g/m3 | g/s | -11: Nitrate (measured as NO3-N)
| O2 | g/m3 | g/s | -11: Oxygen
| H2O2 | g/m3 | g/s | -11: Hydrogen peroxide (measured as H2O2 mass)
| OCl | g/m3 | g/s | -11: Hypochlorite (measured as OCl mass)
| Base | mol/m3 | mol/s | -11: Base (measured in moles)
| Mg(OH)2 | g/m3 | g/s | -11: Magnesium hydroxide (measured in Mg(OH)2 mass)
| TracerW | g/m3 | g/s | -11: Tracer in the water
| TracerG | g/m3 | g/s | -11: Tracer in the air

## Restrictions
An example of a restriction file
When pipes divide, Mega-WATS assumes half goes one way and half the other way. This can be overridden by the restrictions file
This file can also restrict the flow rate in a file, causing water to be backed up upstream of the restriction
The time interval MUST be the same as in the flow file, and the number of time entries MUST also be the same as in the flow file
Pipe | Operation | Type or unit | Mean | -12 | -11 | -10 | -9 | -8 | -7 | -6 | -5 | -4 | -3 | -2 | -1 | 0 | 1 | 2 | 3 | 4 | 5 | 6 | 7 | 8 | 9 | 10 | 11 | 12 | 13 | 14 | 15 | 16 | 17 | 18 | 19 | 20 | 21 | 22 | 23 | 24 | 25 | 26 | 27 | 28 | 29 | 30 | 31 | 32 | 33 | 34 | 35 | 36 | 37 | 38 | 39 | 40 | 41 | 42 | 43 | 44 | 45 | 46 | 47 | 48
18481-248876 | Restrict | MGD | 0 | 0 | 0 | 0 | 0 | 0 | 0 | 0 | 0 | 0 | 0 | 0 | 0 | 0 | 0 | 0 | 0 | 0 | 0 | 0 | 0 | 0 | 0 | 0 | 0 | 0 | 0 | 0 | 0 | 0 | 0 | 0 | 0 | 0 | 0 | 0 | 0 | 0 | 0 | 0 | 0 | 0 | 0 | 0 | 0 | 0 | 0 | 0 | 0 | 0 | 0 | 0 | 0 | 0 | 0 | 0 | 0 | 0 | 0 | 0 | 0 | 0
18481-18475 | Restrict | MGD | 1 | 1 | 1 | 1 | 1 | 1 | 1 | 1 | 1 | 1 | 1 | 1 | 1 | 1 | 1 | 1 | 1 | 1 | 1 | 1 | 1 | 1 | 1 | 1 | 1 | 1 | 1 | 1 | 1 | 1 | 1 | 1 | 1 | 1 | 1 | 1 | 1 | 1 | 1 | 1 | 1 | 1 | 1 | 1 | 1 | 1 | 1 | 1 | 1 | 1 | 1 | 1 | 1 | 1 | 1 | 1 | 1 | 1 | 1 | 1 | 1 | 1
or:
Pipe | Operation | Type or unit | Fraction | -12 | -11 | -10 | -9 | -8 | -7 | -6 | -5 | -4 | -3 | -2 | -1 | 0 | 1 | 2 | 3 | 4 | 5 | 6 | 7 | 8 | 9 | 10 | 11 | 12 | 13 | 14 | 15 | 16 | 17 | 18 | 19 | 20 | 21 | 22 | 23 | 24 | 25 | 26 | 27 | 28 | 29 | 30 | 31 | 32 | 33 | 34 | 35 | 36 | 37 | 38 | 39 | 40 | 41 | 42 | 43 | 44 | 45 | 46 | 47 | 48
18481-248876 | Divide | fraction | 0.1 | 0.1 | 0.1 | 0.1 | 0.1 | 0.1 | 0.1 | 0.1 | 0.1 | 0.1 | 0.1 | 0.1 | 0.1 | 0.1 | 0.1 | 0.1 | 0.1 | 0.1 | 0.1 | 0.1 | 0.1 | 0.1 | 0.1 | 0.1 | 0.1 | 0.1 | 0.1 | 0.1 | 0.1 | 0.1 | 0.1 | 0.1 | 0.1 | 0.1 | 0.1 | 0.1 | 0.1 | 0.1 | 0.1 | 0.1 | 0.1 | 0.1 | 0.1 | 0.1 | 0.1 | 0.1 | 0.1 | 0.1 | 0.1 | 0.1 | 0.1 | 0.1 | 0.1 | 0.1 | 0.1 | 0.1 | 0.1 | 0.1 | 0.1 | 0.1 | 0.1 | 0.1
18481-18475 | Divide | fraction | 0.9 | 0.9 | 0.9 | 0.9 | 0.9 | 0.9 | 0.9 | 0.9 | 0.9 | 0.9 | 0.9 | 0.9 | 0.9 | 0.9 | 0.9 | 0.9 | 0.9 | 0.9 | 0.9 | 0.9 | 0.9 | 0.9 | 0.9 | 0.9 | 0.9 | 0.9 | 0.9 | 0.9 | 0.9 | 0.9 | 0.9 | 0.9 | 0.9 | 0.9 | 0.9 | 0.9 | 0.9 | 0.9 | 0.9 | 0.9 | 0.9 | 0.9 | 0.9 | 0.9 | 0.9 | 0.9 | 0.9 | 0.9 | 0.9 | 0.9 | 0.9 | 0.9 | 0.9 | 0.9 | 0.9 | 0.9 | 0.9 | 0.9 | 0.9 | 0.9 | 0.9 | 0.9
17313-217992 | Divide | fraction | 1 | 1 | 1 | 1 | 1 | 1 | 1 | 1 | 1 | 1 | 1 | 1 | 1 | 1 | 1 | 1 | 1 | 1 | 1 | 1 | 1 | 1 | 1 | 1 | 1 | 1 | 1 | 1 | 1 | 1 | 1 | 1 | 1 | 1 | 1 | 1 | 1 | 1 | 1 | 1 | 1 | 1 | 1 | 1 | 1 | 1 | 1 | 1 | 1 | 1 | 1 | 1 | 1 | 1 | 1 | 1 | 1 | 1 | 1 | 1 | 1 | 1
17313-17315 | Divide | fraction | 0 | 0 | 0 | 0 | 0 | 0 | 0 | 0 | 0 | 0 | 0 | 0 | 0 | 0 | 0 | 0 | 0 | 0 | 0 | 0 | 0 | 0 | 0 | 0 | 0 | 0 | 0 | 0 | 0 | 0 | 0 | 0 | 0 | 0 | 0 | 0 | 0 | 0 | 0 | 0 | 0 | 0 | 0 | 0 | 0 | 0 | 0 | 0 | 0 | 0 | 0 | 0 | 0 | 0 | 0 | 0 | 0 | 0 | 0 | 0 | 0 | 0
Allowed operations are
Divide | The fraction of the total flow that a pipe receives. The sum of the division must yield 1. This is checked by the model, notifying the user of an error in the balance
Restrict | The maximum flow a pipe can hold. The excess flow is spilled at the upstream end of the pipe
Restrict-Overflow | Same as just writing "restrict" but emphasizes that the excess flow is spilled (overflows) at the upstream end of the pipe
Restrict-Backwater | The maximum flow a pipe can hold. If the text also includes "backwater" then the excess flow is stemmed from the downstream end of the pipe. For the average simulation (not diurnal), a stemming period of 1 hour is assumed
Weir | The water is dammed up by a weir located at the downstream pipe invert. The value is the height of the weir crest above the pipe invert. WATS then ads the water elevation corresponding to a broad-crested weir with a weir width equal to the pipe width
One can of course mix 'Restrict' and 'Divide' as long as it makes sense pipe-by-pipe
Allowed units for flow are: |  |  | cubic meter per second
m3/s | m3 s-1 |  | cubic meter per hour
m3/h | m3 h-1 |  | cubic meter per day
m3/d | m3 d-1 |  | Liter per second
L/s | L s-1 | lps | mega gallon (US) per day
mgd
cfm
Allowed units for damming up (weir) are:
m |  |  | meter
mm |  |  | millimeter
in |  |  | inch
ft |  |  | feet

## Nodes
Format without diurnal variation and with gooseneck
Node ID | Invert level | Water level | Roof level | Shape | Width | Length | Material | Node KLa | GooseNeck Diameter | Gooseneck gas flow rate
Units: | m | m | m |  | m | m |  | 1/d | m | m3/s
SAXSSP | 0.1 | 1.1 | 2.4 | rect | 2 | 2 | conc | 20 | 100 | 0.001
SAXHSM | 0.2 | 1.2 | 2.5 | rect | 2 | 2 | conc | 20 | 100 | 0.001
Format without diurnal variation and without gooseneck
Node ID | Invert level | Water level | Roof level | Shape | Width | Length | Material | Node KLa
Units: | m | m | m |  | m | m |  | 1/d
SAXSSP | 0.1 | 1.1 | 2.4 | rect | 2 | 2 | conc | 20
SAXHSM | 0.2 | 1.2 | 2.5 | rect | 2 | 2 | conc | 20
Format with diurnal variation and with gooseneck
Node ID | Invert level | Water level | Roof level | Shape | Width | Length | Material | Node KLa | GooseNeck Diameter | Gooseneck gas flow rate | -12 |  |  | -11 |  |  | -10 |  |  | -9 |  |  | -8 |  |  | -7 |  |  | -6 |  |  | -5 |  |  | -4 |  |  | -3 |  |  | -2 |  |  | -1 |  |  | 0 |  |  | 1 |  |  | 2 |  |  | 3 |  |  | 4 |  |  | 5 |  |  | 6 |  |  | 7 |  |  | 8 |  |  | 9 |  |  | 10 |  |  | 11 |  |  | 12 |  |  | 13 |  |  | 14 |  |  | 15 |  |  | 16 |  |  | 17 |  |  | 18 |  |  | 19 |  |  | 20 |  |  | 21 |  |  | 22 |  |  | 23 |  |  | 24 |  |  | 25 |  |  | 26 |  |  | 27 |  |  | 28 |  |  | 29 |  |  | 30 |  |  | 31 |  |  | 32 |  |  | 33 |  |  | 34 |  |  | 35 |  |  | 36 |  |  | 37 |  |  | 38 |  |  | 39 |  |  | 40 |  |  | 41 |  |  | 42 |  |  | 43 |  |  | 44 |  |  | 45 |  |  | 46 |  |  | 47 |  |  | 48
Units: | m | m | m |  | m | m |  | 1/d | m | m3/s | m | 1/d | m3/s | m | 1/d | m3/s | m | 1/d | m3/s | m | 1/d | m3/s | m | 1/d | m3/s | m | 1/d | m3/s | m | 1/d | m3/s | m | 1/d | m3/s | m | 1/d | m3/s | m | 1/d | m3/s | m | 1/d | m3/s | m | 1/d | m3/s | m | 1/d | m3/s | m | 1/d | m3/s | m | 1/d | m3/s | m | 1/d | m3/s | m | 1/d | m3/s | m | 1/d | m3/s | m | 1/d | m3/s | m | 1/d | m3/s | m | 1/d | m3/s | m | 1/d | m3/s | m | 1/d | m3/s | m | 1/d | m3/s | m | 1/d | m3/s | m | 1/d | m3/s | m | 1/d | m3/s | m | 1/d | m3/s | m | 1/d | m3/s | m | 1/d | m3/s | m | 1/d | m3/s | m | 1/d | m3/s | m | 1/d | m3/s | m | 1/d | m3/s | m | 1/d | m3/s | m | 1/d | m3/s | m | 1/d | m3/s | m | 1/d | m3/s | m | 1/d | m3/s | m | 1/d | m3/s | m | 1/d | m3/s | m | 1/d | m3/s | m | 1/d | m3/s | m | 1/d | m3/s | m | 1/d | m3/s | m | 1/d | m3/s | m | 1/d | m3/s | m | 1/d | m3/s | m | 1/d | m3/s | m | 1/d | m3/s | m | 1/d | m3/s | m | 1/d | m3/s | m | 1/d | m3/s | m | 1/d | m3/s | m | 1/d | m3/s | m | 1/d | m3/s | m | 1/d | m3/s | m | 1/d | m3/s | m | 1/d | m3/s | m | 1/d | m3/s | m | 1/d | m3/s
SAXSSP | 0.1 | 1.1 | 2.4 | rect | 2 | 2 | conc | 20 | 100 | 0.001 | 1.1 | 22 | 0.0011 | 1.2 | 24 | 0.0012 | 1.3 | 26 | 0.0013 | 1.3 | 26 | 0.0013 | 1.2 | 24 | 0.0012 | 1.1 | 22 | 0.0011 | 1.2 | 24 | 0.0012 | 1.3 | 26 | 0.0013 | 1.3 | 26 | 0.0013 | 1.2 | 24 | 0.0012 | 1.1 | 22 | 0.0011 | 1.2 | 24 | 0.0012 | 1.3 | 26 | 0.0013 | 1.3 | 26 | 0.0013 | 1.2 | 24 | 0.0012 | 1.1 | 22 | 0.0011 | 1.2 | 24 | 0.0012 | 1.3 | 26 | 0.0013 | 1.3 | 26 | 0.0013 | 1.2 | 24 | 0.0012 | 1.1 | 22 | 0.0011 | 1.2 | 24 | 0.0012 | 1.3 | 26 | 0.0013 | 1.3 | 26 | 0.0013 | 1.2 | 24 | 0.0012 | 1.1 | 22 | 0.0011 | 1.2 | 24 | 0.0012 | 1.3 | 26 | 0.0013 | 1.3 | 26 | 0.0013 | 1.2 | 24 | 0.0012 | 1.1 | 22 | 0.0011 | 1.2 | 24 | 0.0012 | 1.3 | 26 | 0.0013 | 1.3 | 26 | 0.0013 | 1.2 | 24 | 0.0012 | 1.1 | 22 | 0.0011 | 1.2 | 24 | 0.0012 | 1.3 | 26 | 0.0013 | 1.3 | 26 | 0.0013 | 1.2 | 24 | 0.0012 | 1.1 | 22 | 0.0011 | 1.2 | 24 | 0.0012 | 1.3 | 26 | 0.0013 | 1.3 | 26 | 0.0013 | 1.2 | 24 | 0.0012 | 1.1 | 22 | 0.0011 | 1.2 | 24 | 0.0012 | 1.3 | 26 | 0.0013 | 1.3 | 26 | 0.0013 | 1.2 | 24 | 0.0012 | 1.1 | 22 | 0.0011 | 1.2 | 24 | 0.0012 | 1.3 | 26 | 0.0013 | 1.3 | 26 | 0.0013 | 1.2 | 24 | 0.0012 | 1.1 | 22 | 0.0011 | 1.2 | 24 | 0.0012 | 1.3 | 26 | 0.0013 | 1.3 | 26 | 0.0013 | 1.2 | 24 | 0.0012 | 1.1 | 22 | 0.0011
SAXHSM | 0.2 | 1.2 | 2.5 | rect | 2 | 2 | conc | 20 | 100 | 0.001 | 1.2 | 24 | 0.0012 | 1.3 | 26 | 0.0013 | 1.5 | 30 | 0.0015 | 1.5 | 30 | 0.0015 | 1.3 | 26 | 0.0013 | 1.2 | 24 | 0.0012 | 1.3 | 26 | 0.0013 | 1.5 | 30 | 0.0015 | 1.5 | 30 | 0.0015 | 1.3 | 26 | 0.0013 | 1.2 | 24 | 0.0012 | 1.3 | 26 | 0.0013 | 1.5 | 30 | 0.0015 | 1.5 | 30 | 0.0015 | 1.3 | 26 | 0.0013 | 1.2 | 24 | 0.0012 | 1.3 | 26 | 0.0013 | 1.5 | 30 | 0.0015 | 1.5 | 30 | 0.0015 | 1.3 | 26 | 0.0013 | 1.2 | 24 | 0.0012 | 1.3 | 26 | 0.0013 | 1.5 | 30 | 0.0015 | 1.5 | 30 | 0.0015 | 1.3 | 26 | 0.0013 | 1.2 | 24 | 0.0012 | 1.3 | 26 | 0.0013 | 1.5 | 30 | 0.0015 | 1.5 | 30 | 0.0015 | 1.3 | 26 | 0.0013 | 1.2 | 24 | 0.0012 | 1.3 | 26 | 0.0013 | 1.5 | 30 | 0.0015 | 1.5 | 30 | 0.0015 | 1.3 | 26 | 0.0013 | 1.2 | 24 | 0.0012 | 1.3 | 26 | 0.0013 | 1.5 | 30 | 0.0015 | 1.5 | 30 | 0.0015 | 1.3 | 26 | 0.0013 | 1.2 | 24 | 0.0012 | 1.3 | 26 | 0.0013 | 1.5 | 30 | 0.0015 | 1.5 | 30 | 0.0015 | 1.3 | 26 | 0.0013 | 1.2 | 24 | 0.0012 | 1.3 | 26 | 0.0013 | 1.5 | 30 | 0.0015 | 1.5 | 30 | 0.0015 | 1.3 | 26 | 0.0013 | 1.2 | 24 | 0.0012 | 1.3 | 26 | 0.0013 | 1.5 | 30 | 0.0015 | 1.5 | 30 | 0.0015 | 1.3 | 26 | 0.0013 | 1.2 | 24 | 0.0012 | 1.3 | 26 | 0.0013 | 1.5 | 30 | 0.0015 | 1.5 | 30 | 0.0015 | 1.3 | 26 | 0.0013 | 1.2 | 24 | 0.0012
Format with diurnal variation and without gooseneck
Node ID | Invert level | Water level | Roof level | Shape | Width | Length | Material | Node KLa | -12 |  | -11 |  | -10 |  | -9 |  | -8 |  | -7 |  | -6 |  | -5 |  | -4 |  | -3 |  | -2 |  | -1 |  | 0 |  | 1 |  | 2 |  | 3 |  | 4 |  | 5 |  | 6 |  | 7 |  | 8 |  | 9 |  | 10 |  | 11 |  | 12 |  | 13 |  | 14 |  | 15 |  | 16 |  | 17 |  | 18 |  | 19 |  | 20 |  | 21 |  | 22 |  | 23 |  | 24 |  | 25 |  | 26 |  | 27 |  | 28 |  | 29 |  | 30 |  | 31 |  | 32 |  | 33 |  | 34 |  | 35 |  | 36 |  | 37 |  | 38 |  | 39 |  | 40 |  | 41 |  | 42 |  | 43 |  | 44 |  | 45 |  | 46 |  | 47 |  | 48
Units: | m | m | m |  | m | m |  | 1/d | m | 1/d | m | 1/d | m | 1/d | m | 1/d | m | 1/d | m | 1/d | m | 1/d | m | 1/d | m | 1/d | m | 1/d | m | 1/d | m | 1/d | m | 1/d | m | 1/d | m | 1/d | m | 1/d | m | 1/d | m | 1/d | m | 1/d | m | 1/d | m | 1/d | m | 1/d | m | 1/d | m | 1/d | m | 1/d | m | 1/d | m | 1/d | m | 1/d | m | 1/d | m | 1/d | m | 1/d | m | 1/d | m | 1/d | m | 1/d | m | 1/d | m | 1/d | m | 1/d | m | 1/d | m | 1/d | m | 1/d | m | 1/d | m | 1/d | m | 1/d | m | 1/d | m | 1/d | m | 1/d | m | 1/d | m | 1/d | m | 1/d | m | 1/d | m | 1/d | m | 1/d | m | 1/d | m | 1/d | m | 1/d | m | 1/d | m | 1/d | m | 1/d | m | 1/d | m | 1/d | m | 1/d
SAXSSP | 0.1 | 1.1 | 2.4 | rect | 2 | 2 | conc | 20 | 1.1 | 22 | 1.2 | 24 | 1.3 | 26 | 1.3 | 26 | 1.2 | 24 | 1.1 | 22 | 1.2 | 24 | 1.3 | 26 | 1.3 | 26 | 1.2 | 24 | 1.1 | 22 | 1.2 | 24 | 1.3 | 26 | 1.3 | 26 | 1.2 | 24 | 1.1 | 22 | 1.2 | 24 | 1.3 | 26 | 1.3 | 26 | 1.2 | 24 | 1.1 | 22 | 1.2 | 24 | 1.3 | 26 | 1.3 | 26 | 1.2 | 24 | 1.1 | 22 | 1.2 | 24 | 1.3 | 26 | 1.3 | 26 | 1.2 | 24 | 1.1 | 22 | 1.2 | 24 | 1.3 | 26 | 1.3 | 26 | 1.2 | 24 | 1.1 | 22 | 1.2 | 24 | 1.3 | 26 | 1.3 | 26 | 1.2 | 24 | 1.1 | 22 | 1.2 | 24 | 1.3 | 26 | 1.3 | 26 | 1.2 | 24 | 1.1 | 22 | 1.2 | 24 | 1.3 | 26 | 1.3 | 26 | 1.2 | 24 | 1.1 | 22 | 1.2 | 24 | 1.3 | 26 | 1.3 | 26 | 1.2 | 24 | 1.1 | 22 | 1.2 | 24 | 1.3 | 26 | 1.3 | 26 | 1.2 | 24 | 1.1 | 22
SAXHSM | 0.2 | 1.2 | 2.5 | rect | 2 | 2 | conc | 20 | 1.2 | 24 | 1.3 | 26 | 1.5 | 30 | 1.5 | 30 | 1.3 | 26 | 1.2 | 24 | 1.3 | 26 | 1.5 | 30 | 1.5 | 30 | 1.3 | 26 | 1.2 | 24 | 1.3 | 26 | 1.5 | 30 | 1.5 | 30 | 1.3 | 26 | 1.2 | 24 | 1.3 | 26 | 1.5 | 30 | 1.5 | 30 | 1.3 | 26 | 1.2 | 24 | 1.3 | 26 | 1.5 | 30 | 1.5 | 30 | 1.3 | 26 | 1.2 | 24 | 1.3 | 26 | 1.5 | 30 | 1.5 | 30 | 1.3 | 26 | 1.2 | 24 | 1.3 | 26 | 1.5 | 30 | 1.5 | 30 | 1.3 | 26 | 1.2 | 24 | 1.3 | 26 | 1.5 | 30 | 1.5 | 30 | 1.3 | 26 | 1.2 | 24 | 1.3 | 26 | 1.5 | 30 | 1.5 | 30 | 1.3 | 26 | 1.2 | 24 | 1.3 | 26 | 1.5 | 30 | 1.5 | 30 | 1.3 | 26 | 1.2 | 24 | 1.3 | 26 | 1.5 | 30 | 1.5 | 30 | 1.3 | 26 | 1.2 | 24 | 1.3 | 26 | 1.5 | 30 | 1.5 | 30 | 1.3 | 26 | 1.2 | 24
Nodes are simulated as being the upstream node belonging to a pipe, i.e. Node ID = us_node_id of a pipe
Gas volume of a node is calculated as total volume minus water volume
Dimension means diameter if circular and side length if cube
Identifiers:
Alternative a | Alternative b | Alternative c
Node ID | Node_ID
Total volume | Vtotal | Vtot
Shape | cube | square
Material
Water volume | Vwater | Vwat
Ventilation rate | Ventilation | Vent
Kla
Allowed units are:
| Type | Explanation
m3 | Volumes | Volume of node | cubic meters
L | Volumes | Volume of node | liters
m | Dimension | Diameter or side width | meter
s | Ventilation rate | Turnover time | seconds
min | Ventilation rate | Turnover time | minutes
h | Ventilation rate | Turnover time | hours
d | Ventilation rate | Turnover time | days
L/s |  | liter per second
cfm |  | cubic feet per minute
Shapes | circ | Circular cylindric shape
| cube | Cube (equal side length)
Materials | Same as pipe materials

## Sediment depths
Asset ID | Sediment depth | Units: | m | meter | metre
Units: | mm |  | cm | centimeter | centimetre
BM46_BM45 | 30 |  | mm | millimeter | millimetre
BM47_BM46 | 40 |  | in | inch | inches
BM48_BM47 | 35 |  | ft | feet | foot
BM49_BM48 | 50
BM50_BM49 | 55
BM51_BM50 | 35
BM52_BM51 | 20
BM53_BM52 | 20
BM54_BM53 | 20
BM55_BM54 | 20
BM56_BM55 | 20
BM57_BM56 | 16
BM58_BM57 | 10

## x,y callouts
An example of a x,y callout file
Shows the label with the given collor at the chosen x,y coordinates
Longitude (x) | Latitude /y) | Label | RGB red | RGB green | RGB blue
546453.4 | 311029.2 | Odor complaint | 204 | 255 | 150
545923.7 | 308511.1 | Odor complaint | 204 | 255 | 150
546692.2 | 309266.4 | Odor complaint | 204 | 255 | 150
RGB is the mix of red, green and blue used to show the respective label
Each value must be of byte (0-255)
The Latitude and longitude must be of the same coordinate system and unit as the network

## Node callouts
An example of a node callout file
Shows the label with the given collor at the chosen node
Node ID | Label | RGB red | RGB green | RGB blue
V0116 | C1 | 204 | 255 | 150
TF46140198 | C2 | 204 | 255 | 150
MC_WALNUT_SCREW | C3 | 204 | 255 | 150
125555A | C4 | 204 | 255 | 150
Crabtree LS | C5 | 204 | 255 | 150
100975 | C6 | 204 | 255 | 150
100820 | C7 | 204 | 255 | 150
CT#36 | C8 | 204 | 255 | 150
137171 | C9 | 204 | 255 | 150
JYH452 | C10 | 204 | 255 | 150
124861 | C11 | 204 | 255 | 150
124852 | C12 | 204 | 255 | 150
120794 | C13 | 204 | 255 | 150
124820 | C14 | 204 | 255 | 150
116958 | C14.5 | 204 | 255 | 150

## Gas eq. callouts
An example of a gas equilibrium callout file
Show equilibrium concentrations at selected nodes
Gases that can be shown are H2S and MM (methanethiol, also known as methyl mercaptan)
Node ID | Node type | RGB red | RGB green | RGB blue
V0424 | H2S equilibrium | 204 | 255 | 150
V0414 | MM equilibrium | 100 | 255 | 100
TF46116201 | H2S equilibrium | 204 | 255 | 150
TF47103805 | MM equilibrium | 100 | 255 | 100
If node type contains:
H2S | Hydrogen sulfide gas is shown
MM | Methyl mercaptan gas is shown
CH4 | Methane gas is shown

## Pipe materials
Acronyme | Conduit material | Corrodible | This is a list of pipe materials recognized by Mega-WATS
AC | ASBESTOS Cement | Yes | Note: Pipe materials only does two things:
BR | Brick |  | a) decide if the material is corrodible or not. Only the materials on the list marked with yes are corrodible
BR-CP | BRICK -CIPL Cast in Place Pipe | Yes | b) displays the pipe material in the overview examplified below
BR-DI | BRICK -DIP |  | In other words, WATS in reality only works with two material types: Corrodible and Non-corrodible. Anything
BR-GU | BRICK -Gunite/sprayed mortar | Yes | else is simply information for the user but not used in the modelling
BRICK | Brick |  | If the pipe material is not in the list, Mega-WATS assumes it to be non-corrodible
BR-PE | BRICK -PELiner
BR-VC | BRICK -PELiner
CI | Cast Iron Pipe
CIP | Cast Iron Pipe
CI-PE | Cast Iron Pipe/ PeP liner
CIPP | Cure In Place Pipe-don’t use
CMP | Corregated Metal Pipe
CO | Concrete | Yes
CONC | Concrete | Yes
CONCRETE | Concrete | Yes
DI | Ductile Iron
DIP | Ductile Iron
F
ffs
FG | FG-Fiberglass or Hobas
FRP
HDPE | High Density PE
IS-CP | ISP-CIPP | Yes
ISP | ISP -Iron Stone Pipe
IS-PE | ISP-PEPipe sliplined
IS-PV | ISP-PVC
PE | Poly ethylene
PEP | Poly ethylene
PRFVC | Perforated VCP
PVC | Polyvinyl Chloride
RC | Reinforced Concrete | Yes
RCP | Reinforced Concrete | Yes
RC-PE | RCP -HDPE sliplined
SRCP | SRCP-Spun Reinforced Concrete Pipe | Yes
ST | Steel
STEEL | Steel
STONE | Stone
TUNNL | Concrete Reinforced Tunnel | Yes
UNK | Unknown
UNKN | Unknown
VC | Vitrified Clay
VC-CP | VCP -CIPL | Yes
VCP | Vitrified Clay
VC-RC | VCP -RCP | Yes
XI

## Tracer
| Henry's constant | Henry's unit | Henry's kappa | Molar mass | Diffusivity in water | Diffusivity in air | 1st order removal rate constant, water | 1st order removal rate constant, water
| [atm] |  | [K] | [g mol-1] | [cm2 s-1] | [cm2 s-1] | [d-1] | [d-1]
Ethanol | 0.28 | 3 | 6500 | 46.07 | 1.22e-05 | 0.115 | 0 | 0
Acetone | 2.06 | 3 | 4800 | 58.08 | 1.2e-05 | 0.109 | 0 | 0
Methyl mercaptan | 166 | 3 | 2800 | 48.11 | 1.43e-05 | 0.13 | 0 | 0
Oxygen | 41960 | 3 | 1700 | 16 | 2.24e-05 | 0.235 | 0 | 0
Value | Description
0 | Hcc [(mol_c-gas/m3-gas)/(mol_c-water/m3-water)] = [-]
1 | Hyx [(mol_c-gas/mol-gas)/(mol_c-water/mol-water)] = [-]
2 | Hpx [(mol_c-gas/mol-gas)/(mol_c-water/mol-water)(kPa)] = [kPa]
3 | H''px [(mol_c-gas/mol-gas)/(mol_c-water/mol-water)(atm)] = [atm]
4 | Hpc [(mol_c-gas/mol-gas)/(mol_c-water/m3-water)(kPa)] = [kPa m3-water/mol_c-water]
5 | H''pc [(mol_c-gas/mol-gas)/(mol_c-water/L-water)(atm)] = [atm L-water/mol_c-water]